## Environmental Monitoring
Environmental Monitoring Equipment - On Farm Connectivity Program Round 3 (Version 3 - as at 21 September 2026)
Unique ID | Application ID | Applicant Name | Product Name | Product Price (GST excl.) | Product Description | Self Installation Can the Primary Producer self install the product? | Training Required Will the Primary Producer require training to use the product? | If professional installation or training is required, how will these services be provided | Product Eligibility Status | Product Claims Requirement | Eligible Products in Partially Eligible Bundle
143 | 1474613 | Advance Communications Pty Ltd | Incyt Soil Probe | 2400 | INCYT Soil Moisture Probe - Sentek Triscan 900mm w/ 5m cable | Yes | YES | Qualified technicians will attend site and install hardware and offer necessary on-site training as required | Eligible | Eligible for rebate funding. | N/A
146 | 1474613 | Advance Communications Pty Ltd | Incyt Weather Station | 2370 | Incyt Davis Weather Station | Yes | YES | Qualified technicians will attend site and install hardware and offer necessary on-site training as required | Eligible | Eligible for rebate funding. | N/A
141 | 1474613 | Advance Communications Pty Ltd | Incyt Rain Gauge | 1200 | Incyt Standard Rain Guage | Yes | YES | Qualified technicians will attend site and install hardware and offer necessary on-site training as required | Eligible | Eligible for rebate funding. | N/A
6003 | 1475541 | Ag Logic Pty Ltd | Premium weather station with 80cm probe, including 12 months hosting and telemetry | 9045 | Premium weather station with 80cm probe -premium rain gauge + premium temp, RH, barometric and vapour pressures + premium solar radiation + premium wind speed and direction + 80cm Enviropro soil misture probe, Wildeye telemetry unit, with solar panel or battery, including 12 months hosting and telemetry (cellular 4G), Wildeye telemetry unit, with solar panel or battery, including 12 months hosting and telemetry (cellular 4G) | No | Yes, Ag Logic provides this training when doing the installation and setting up. | Ag Logic works one on one with each farmer to understand what they are using the hardware for and how they will use the data generated for decision making. We visit their farm at a time which suits them for the installation and conduct our first training then. We then follow up via phone, email, online meeting or in person meeting to ensure the hardware is generating the right data, the data is being understood by the farmer and integrated successfully into their systems. We don't charge for after-sales and installation support. | Partially Eligible Bundle | Itemised component breakdown required and must be provided when the claim is lodged, in accordance with the Grant Opportunity Guidelines. Funding will only be assessed against eligible components. | Probe(s) Sensor(s) Rain Guage Telemetry Unit
6001 | 1475541 | Ag Logic Pty Ltd | Premium weather station, including 12 months hosting and telemetry | 7955 | Premium weather station - premium rain gauge + premium temp, RH, barometric and vapour pressures + premium solar radiation + premium wind speed and direction), Wildeye telemetry unit, with solar panel or battery, including 12 months hosting and telemetry (cellular 4G) | No | Yes, Ag Logic provides this training when doing the installation and setting up. | Ag Logic works one on one with each farmer to understand what they are using the hardware for and how they will use the data generated for decision making. We visit their farm at a time which suits them for the installation and conduct our first training then. We then follow up via phone, email, online meeting or in person meeting to ensure the hardware is generating the right data, the data is being understood by the farmer and integrated successfully into their systems. We don't charge for after-sales and installation support. | Partially Eligible Bundle | Itemised component breakdown required and must be provided when the claim is lodged, in accordance with the Grant Opportunity Guidelines. Funding will only be assessed against eligible components. | Sensor(s) Rain Guage Telemetry Unit
6000 | 1475541 | Ag Logic Pty Ltd | Basic weather station, including 12 months hosting and telemetry | 6555 | Basic weather station - Basic temperature and humidity sensors, rain gauge, solar radiation sensor, wind sensor, Wildeye telemetry unit, with solar panel or battery, including 12 months hosting and telemetry (cellular 4G) | No | Yes, Ag Logic provides this training when doing the installation and setting up. | Ag Logic works one on one with each farmer to understand what they are using the hardware for and how they will use the data generated for decision making. We visit their farm at a time which suits them for the installation and conduct our first training then. We then follow up via phone, email, online meeting or in person meeting to ensure the hardware is generating the right data, the data is being understood by the farmer and integrated successfully into their systems. We don't charge for after-sales and installation support. | Partially Eligible Bundle | Itemised component breakdown required and must be provided when the claim is lodged, in accordance with the Grant Opportunity Guidelines. Funding will only be assessed against eligible components. | Sensor(s) Rain Guage Telemetry Unit
5999 | 1475541 | Ag Logic Pty Ltd | Basic berry irrigation monitoring unit + two EC sensors + one single point TDR + microclimate sensors + telemetry + 12 months hosting and telemetry | 5840 | Basic berry irrigation monitoring unit (irrigation and drain sensors)+ two EC sensors + one single point TDR + microclimate sensors (air temperature, relative humidity, barometric pressure and vapour pressure), Wildeye telemetry unit, with solar panel or battery, including 12 months hosting and telemetry (cellular 4G) | No | Yes, Ag Logic provides this training when doing the installation and setting up. | Ag Logic works one on one with each farmer to understand what they are using the hardware for and how they will use the data generated for decision making. We visit their farm at a time which suits them for the installation and conduct our first training then. We then follow up via phone, email, online meeting or in person meeting to ensure the hardware is generating the right data, the data is being understood by the farmer and integrated successfully into their systems. We don't charge for after-sales and installation support. | Partially Eligible Bundle | Itemised component breakdown required and must be provided when the claim is lodged, in accordance with the Grant Opportunity Guidelines. Funding will only be assessed against eligible components. | Basic berry irrigation monitoring unit Sesnor(s) Telemetry Unit
6002 | 1475541 | Ag Logic Pty Ltd | Farming Forecaster site upgrade - upgrade your rain gauge to a full weather station, including 12 months hosting and telemetry | 5555 | Farming Forecaster site upgrade - upgrade your rain gauge to a full weather station (premium temp, RH, barometric and vapour pressures + premium solar radiation + premium wind speed and direction), including 12 months hosting and telemetry (cellular 4G) | No | Yes, Ag Logic provides this training when doing the installation and setting up. | Ag Logic works one on one with each farmer to understand what they are using the hardware for and how they will use the data generated for decision making. We visit their farm at a time which suits them for the installation and conduct our first training then. We then follow up via phone, email, online meeting or in person meeting to ensure the hardware is generating the right data, the data is being understood by the farmer and integrated successfully into their systems. We don't charge for after-sales and installation support. | Partially Eligible Bundle | Itemised component breakdown required and must be provided when the claim is lodged, in accordance with the Grant Opportunity Guidelines. Funding will only be assessed against eligible components. | Weather Station Upgrade Hardware
5995 | 1475541 | Ag Logic Pty Ltd | Basic berry irrigation monitoring unit + one EC sensor + one single point TDR + microclimate sensors + telemetry + 12 months hosting and telemetry | 5110 | Basic berry irrigation monitoring unit (irrigation and drain sensors) + one EC sensor + one single point TDR + microclimate sensors (air temperature, relative humidity, barometric pressure and vapour pressure), Wildeye telemetry unit, with solar panel or battery, including 12 months hosting and telemetry (cellular 4G) | No | Yes, Ag Logic provides this training when doing the installation and setting up. | Ag Logic works one on one with each farmer to understand what they are using the hardware for and how they will use the data generated for decision making. We visit their farm at a time which suits them for the installation and conduct our first training then. We then follow up via phone, email, online meeting or in person meeting to ensure the hardware is generating the right data, the data is being understood by the farmer and integrated successfully into their systems. We don't charge for after-sales and installation support. | Partially Eligible Bundle | Itemised component breakdown required and must be provided when the claim is lodged, in accordance with the Grant Opportunity Guidelines. Funding will only be assessed against eligible components. | Basic berry irrigation monitoring unit Sesnor(s) Telemetry Unit
5998 | 1475541 | Ag Logic Pty Ltd | Basic berry irrigation monitoring unit + two EC sensors + microclimate sensors + telemetry + 12 months hosting and telemetry | 4875 | Basic berry irrigation monitoring unit (irrigation and drain sensors) + two EC sensors + microclimate sensors (air temperature, relative humidity, barometric pressure and vapour pressure), Wildeye telemetry unit, with solar panel or battery, including 12 months hosting and telemetry (cellular 4G) | No | Yes, Ag Logic provides this training when doing the installation and setting up. | Ag Logic works one on one with each farmer to understand what they are using the hardware for and how they will use the data generated for decision making. We visit their farm at a time which suits them for the installation and conduct our first training then. We then follow up via phone, email, online meeting or in person meeting to ensure the hardware is generating the right data, the data is being understood by the farmer and integrated successfully into their systems. We don't charge for after-sales and installation support. | Partially Eligible Bundle | Itemised component breakdown required and must be provided when the claim is lodged, in accordance with the Grant Opportunity Guidelines. Funding will only be assessed against eligible components. | Basic berry irrigation monitoring unit Sesnor(s) Telemetry Unit
5990 | 1475541 | Ag Logic Pty Ltd | 120 cm soil moisture probe (EC enabled) + telemetry + 12 months hosting and telemetry | 4205 | 120 cm soil moisture probe (EC enabled) and Wildeye telemetry unit, with solar panel or battery, including 12 months hosting and telemetry (cellular 4G) | Yes, but we recommend professional installation by our team for the best outcome unless the producer has experience. This also allows for 1:1 training at the time of installation. | Yes, Ag Logic provides this training when doing the installation and setting up. If the producer chooses to self install, we provide training and support online or over the phone. | Ag Logic works one on one with each farmer to understand what they are using the hardware for and how they will use the data generated for decision making. We visit their farm at a time which suits them for the installation and conduct our first training then. We then follow up via phone, email, online meeting or in person meeting to ensure the hardware is generating the right data, the data is being understood by the farmer and integrated successfully into their systems. We don't charge for after-sales and installation support. | Partially Eligible Bundle | Itemised component breakdown required and must be provided when the claim is lodged, in accordance with the Grant Opportunity Guidelines. Funding will only be assessed against eligible components. | Probe(s) Telemetry Unit
5994 | 1475541 | Ag Logic Pty Ltd | Basic berry irrigation monitoring unit + one EC sensor + microclimate sensors + telemetry + 12 months hosting and telemetry | 4145 | Basic berry irrigation monitoring unit (irrigation and drain sensors) + one EC sensor + microclimate sensors (air temperature, relative humidity, barometric pressure and vapour pressure), Wildeye telemetry unit, with solar panel or battery, including 12 months hosting and telemetry (cellular 4G) | No | Yes, Ag Logic provides this training when doing the installation and setting up. | Ag Logic works one on one with each farmer to understand what they are using the hardware for and how they will use the data generated for decision making. We visit their farm at a time which suits them for the installation and conduct our first training then. We then follow up via phone, email, online meeting or in person meeting to ensure the hardware is generating the right data, the data is being understood by the farmer and integrated successfully into their systems. We don't charge for after-sales and installation support. | Partially Eligible Bundle | Itemised component breakdown required and must be provided when the claim is lodged, in accordance with the Grant Opportunity Guidelines. Funding will only be assessed against eligible components. | Basic berry irrigation monitoring unit Sesnor(s) Telemetry Unit
5980 | 1475541 | Ag Logic Pty Ltd | 120cm soil moisture probe + premium rain gauge + telemetry unit + 12 months hosting and telemetry | 4095 | 120cm Enviropro soil moisture probe, premium rain gauge, Wildeye telemetry unit, with solar panel or battery, including 12 months hosting and telemetry (cellular 4G) | Yes, but we recommend professional installation by our team for the best outcome unless the producer has experience. This also allows for 1:1 training at the time of installation. | Yes, Ag Logic provides this training when doing the installation and setting up. If the producer chooses to self install, we provide training and support online or over the phone. | Ag Logic works one on one with each farmer to understand what they are using the hardware for and how they will use the data generated for decision making. We visit their farm at a time which suits them for the installation and conduct our first training then. We then follow up via phone, email, online meeting or in person meeting to ensure the hardware is generating the right data, the data is being understood by the farmer and integrated successfully into their systems. We don't charge for after-sales and installation support. | Partially Eligible Bundle | Itemised component breakdown required and must be provided when the claim is lodged, in accordance with the Grant Opportunity Guidelines. Funding will only be assessed against eligible components. | Probe(s) Rain Gauge Telemetry Unit
5989 | 1475541 | Ag Logic Pty Ltd | 120 cm soil moisture probe + telemetry + 12 months hosting and telemetry | 3755 | 120 cm soil moisture probe and Wildeye telemetry unit, with solar panel or battery, including 12 months hosting and telemetry (cellular 4G) | Yes, but we recommend professional installation by our team for the best outcome unless the producer has experience. This also allows for 1:1 training at the time of installation. | Yes, Ag Logic provides this training when doing the installation and setting up. If the producer chooses to self install, we provide training and support online or over the phone. | Ag Logic works one on one with each farmer to understand what they are using the hardware for and how they will use the data generated for decision making. We visit their farm at a time which suits them for the installation and conduct our first training then. We then follow up via phone, email, online meeting or in person meeting to ensure the hardware is generating the right data, the data is being understood by the farmer and integrated successfully into their systems. We don't charge for after-sales and installation support. | Partially Eligible Bundle | Itemised component breakdown required and must be provided when the claim is lodged, in accordance with the Grant Opportunity Guidelines. Funding will only be assessed against eligible components. | Probe(s) Telemetry Unit
5997 | 1475541 | Ag Logic Pty Ltd | Basic berry irrigation monitoring unit + two EC sensors + telemetry + 12 months hosting and telemetry | 3740 | Basic berry irrigation monitoring unit (irrigation and drain sensors) + two EC sensors, Wildeye telemetry unit, with solar panel or battery, including 12 months hosting and telemetry (cellular 4G) | No | Yes, Ag Logic provides this training when doing the installation and setting up. | Ag Logic works one on one with each farmer to understand what they are using the hardware for and how they will use the data generated for decision making. We visit their farm at a time which suits them for the installation and conduct our first training then. We then follow up via phone, email, online meeting or in person meeting to ensure the hardware is generating the right data, the data is being understood by the farmer and integrated successfully into their systems. We don't charge for after-sales and installation support. | Partially Eligible Bundle | Itemised component breakdown required and must be provided when the claim is lodged, in accordance with the Grant Opportunity Guidelines. Funding will only be assessed against eligible components. | Basic berry irrigation monitoring unit Sesnor(s) Telemetry Unit
5988 | 1475541 | Ag Logic Pty Ltd | 90 cm soil moisture probe (EC enabled) + telemetry + 12 months hosting and telemetry | 3720 | 90 cm soil moisture probe (EC enabled) and Wildeye telemetry unit, with solar panel or battery, including 12 months hosting and telemetry (cellular 4G) | Yes, but we recommend professional installation by our team for the best outcome unless the producer has experience. This also allows for 1:1 training at the time of installation. | Yes, Ag Logic provides this training when doing the installation and setting up. If the producer chooses to self install, we provide training and support online or over the phone. | Ag Logic works one on one with each farmer to understand what they are using the hardware for and how they will use the data generated for decision making. We visit their farm at a time which suits them for the installation and conduct our first training then. We then follow up via phone, email, online meeting or in person meeting to ensure the hardware is generating the right data, the data is being understood by the farmer and integrated successfully into their systems. We don't charge for after-sales and installation support. | Partially Eligible Bundle | Itemised component breakdown required and must be provided when the claim is lodged, in accordance with the Grant Opportunity Guidelines. Funding will only be assessed against eligible components. | Probe(s) Telemetry Unit
5979 | 1475541 | Ag Logic Pty Ltd | 120cm soil moisture probe + basic rain gauge + telemetry unit + 12 months hosting and telemetry | 3695 | 120cm Enviropro soil moisture probe, basic rain gauge, Wildeye telemetry unit, with solar panel or battery, including 12 months hosting and telemetry (cellular 4G) | Yes, but we recommend professional installation by our team for the best outcome unless the producer has experience. This also allows for 1:1 training at the time of installation. | Yes, Ag Logic provides this training when doing the installation and setting up. If the producer chooses to self install, we provide training and support online or over the phone. | Ag Logic works one on one with each farmer to understand what they are using the hardware for and how they will use the data generated for decision making. We visit their farm at a time which suits them for the installation and conduct our first training then. We then follow up via phone, email, online meeting or in person meeting to ensure the hardware is generating the right data, the data is being understood by the farmer and integrated successfully into their systems. We don't charge for after-sales and installation support. | Partially Eligible Bundle | Itemised component breakdown required and must be provided when the claim is lodged, in accordance with the Grant Opportunity Guidelines. Funding will only be assessed against eligible components. | Probe(s) Rain Gauge Telemetry Unit
5976 | 1475541 | Ag Logic Pty Ltd | 80cm soil moisture probe + premium rain gauge + telemetry unit + 12 months hosting and telemetry | 3580 | 80cm Enviropro soil moisture probe, premium rain gauge, Wildeye telemetry unit, with solar panel or battery, including 12 months hosting and telemetry (cellular 4G) | Yes, but we recommend professional installation by our team for the best outcome unless the producer has experience. This also allows for 1:1 training at the time of installation. | Yes, Ag Logic provides this training when doing the installation and setting up. If the producer chooses to self install, we provide training and support online or over the phone. | Ag Logic works one on one with each farmer to understand what they are using the hardware for and how they will use the data generated for decision making. We visit their farm at a time which suits them for the installation and conduct our first training then. We then follow up via phone, email, online meeting or in person meeting to ensure the hardware is generating the right data, the data is being understood by the farmer and integrated successfully into their systems. We don't charge for after-sales and installation support. | Partially Eligible Bundle | Itemised component breakdown required and must be provided when the claim is lodged, in accordance with the Grant Opportunity Guidelines. Funding will only be assessed against eligible components. | Probe(s) Rain Gauge Telemetry Unit
5992 | 1475541 | Ag Logic Pty Ltd | Basic berry irrigation monitoring unit + microclimate sensors + telemetry + 12 months hosting and telemetry | 3420 | Basic berry irrigation monitoring unit (irrigation and drain sensors) + microclimate sensors (air temperature, relative humidity, barometric pressure and vapour pressure), Wildeye telemetry unit, with solar panel or battery, including 12 months hosting and telemetry (cellular 4G) | No | Yes, Ag Logic provides this training when doing the installation and setting up. | Ag Logic works one on one with each farmer to understand what they are using the hardware for and how they will use the data generated for decision making. We visit their farm at a time which suits them for the installation and conduct our first training then. We then follow up via phone, email, online meeting or in person meeting to ensure the hardware is generating the right data, the data is being understood by the farmer and integrated successfully into their systems. We don't charge for after-sales and installation support. | Partially Eligible Bundle | Itemised component breakdown required and must be provided when the claim is lodged, in accordance with the Grant Opportunity Guidelines. Funding will only be assessed against eligible components. | Basic berry irrigation monitoring unit Sesnor(s) Telemetry Unit
5972 | 1475541 | Ag Logic Pty Ltd | 40cm soil moisture probe + premium rain gauge + telemetry unit + 12 months hosting and telemetry | 3370 | 40cm Enviropro soil moisture probe, premium rain gauge, Wildeye telemetry unit, with solar panel or battery, including 12 months hosting and telemetry (cellular 4G) | Yes, but we recommend professional installation by our team for the best outcome unless the producer has experience. This also allows for 1:1 training at the time of installation. | Yes, Ag Logic provides this training when doing the installation and setting up. If the producer chooses to self install, we provide training and support online or over the phone. | Ag Logic works one on one with each farmer to understand what they are using the hardware for and how they will use the data generated for decision making. We visit their farm at a time which suits them for the installation and conduct our first training then. We then follow up via phone, email, online meeting or in person meeting to ensure the hardware is generating the right data, the data is being understood by the farmer and integrated successfully into their systems. We don't charge for after-sales and installation support. | Partially Eligible Bundle | Itemised component breakdown required and must be provided when the claim is lodged, in accordance with the Grant Opportunity Guidelines. Funding will only be assessed against eligible components. | Probe(s) Rain Gauge Telemetry Unit
5987 | 1475541 | Ag Logic Pty Ltd | 90 cm soil moisture probe + telemetry + 12 months hosting and telemetry | 3330 | 90 cm soil moisture probe and Wildeye telemetry unit, with solar panel or battery, including 12 months hosting and telemetry (cellular 4G) | Yes, but we recommend professional installation by our team for the best outcome unless the producer has experience. This also allows for 1:1 training at the time of installation. | Yes, Ag Logic provides this training when doing the installation and setting up. If the producer chooses to self install, we provide training and support online or over the phone. | Ag Logic works one on one with each farmer to understand what they are using the hardware for and how they will use the data generated for decision making. We visit their farm at a time which suits them for the installation and conduct our first training then. We then follow up via phone, email, online meeting or in person meeting to ensure the hardware is generating the right data, the data is being understood by the farmer and integrated successfully into their systems. We don't charge for after-sales and installation support. | Partially Eligible Bundle | Itemised component breakdown required and must be provided when the claim is lodged, in accordance with the Grant Opportunity Guidelines. Funding will only be assessed against eligible components. | Probe(s) Telemetry Unit
5996 | 1475541 | Ag Logic Pty Ltd | Basic berry irrigation monitoring unit + one single point TDR + telemetry + 12 months hosting and telemetry | 3250 | Basic berry irrigation monitoring unit (irrigation and drain sensors) + one single point TDR, Wildeye telemetry unit, with solar panel or battery, including 12 months hosting and telemetry (cellular 4G) | No | Yes, Ag Logic provides this training when doing the installation and setting up. | Ag Logic works one on one with each farmer to understand what they are using the hardware for and how they will use the data generated for decision making. We visit their farm at a time which suits them for the installation and conduct our first training then. We then follow up via phone, email, online meeting or in person meeting to ensure the hardware is generating the right data, the data is being understood by the farmer and integrated successfully into their systems. We don't charge for after-sales and installation support. | Partially Eligible Bundle | Itemised component breakdown required and must be provided when the claim is lodged, in accordance with the Grant Opportunity Guidelines. Funding will only be assessed against eligible components. | Basic berry irrigation monitoring unit Sesnor(s) Telemetry Unit
5986 | 1475541 | Ag Logic Pty Ltd | 60 cm soil moisture probe (EC enabled) + telemetry + 12 months hosting and telemetry | 3230 | 60 cm soil moisture probe (EC enabled) and Wildeye telemetry unit, with solar panel or battery, including 12 months hosting and telemetry (cellular 4G) | Yes, but we recommend professional installation by our team for the best outcome unless the producer has experience. This also allows for 1:1 training at the time of installation. | Yes, Ag Logic provides this training when doing the installation and setting up. If the producer chooses to self install, we provide training and support online or over the phone. | Ag Logic works one on one with each farmer to understand what they are using the hardware for and how they will use the data generated for decision making. We visit their farm at a time which suits them for the installation and conduct our first training then. We then follow up via phone, email, online meeting or in person meeting to ensure the hardware is generating the right data, the data is being understood by the farmer and integrated successfully into their systems. We don't charge for after-sales and installation support. | Partially Eligible Bundle | Itemised component breakdown required and must be provided when the claim is lodged, in accordance with the Grant Opportunity Guidelines. Funding will only be assessed against eligible components. | Probe(s) Telemetry Unit
5978 | 1475541 | Ag Logic Pty Ltd | 120cm soil moisture probe + telemetry unit + 12 months hosting and telemetry | 3225 | 120cm Enviropro soil moisture probe and Wildeye telemetry unit, with solar panel or battery, including 12 months hosting and telemetry (cellular 4G) | Yes, but we recommend professional installation by our team for the best outcome unless the producer has experience. This also allows for 1:1 training at the time of installation. | Yes, Ag Logic provides this training when doing the installation and setting up. If the producer chooses to self install, we provide training and support online or over the phone. | Ag Logic works one on one with each farmer to understand what they are using the hardware for and how they will use the data generated for decision making. We visit their farm at a time which suits them for the installation and conduct our first training then. We then follow up via phone, email, online meeting or in person meeting to ensure the hardware is generating the right data, the data is being understood by the farmer and integrated successfully into their systems. We don't charge for after-sales and installation support. | Partially Eligible Bundle | Itemised component breakdown required and must be provided when the claim is lodged, in accordance with the Grant Opportunity Guidelines. Funding will only be assessed against eligible components. | Probe(s) Telemetry Unit
5975 | 1475541 | Ag Logic Pty Ltd | 80cm soil moisture probe + basic rain gauge + telemetry unit + 12 months hosting and telemetry | 3180 | 80cm Enviropro soil moisture probe, basic rain gauge, Wildeye telemetry unit, with solar panel or battery, including 12 months hosting and telemetry (cellular 4G) | Yes, but we recommend professional installation by our team for the best outcome unless the producer has experience. This also allows for 1:1 training at the time of installation. | Yes, Ag Logic provides this training when doing the installation and setting up. If the producer chooses to self install, we provide training and support online or over the phone. | Ag Logic works one on one with each farmer to understand what they are using the hardware for and how they will use the data generated for decision making. We visit their farm at a time which suits them for the installation and conduct our first training then. We then follow up via phone, email, online meeting or in person meeting to ensure the hardware is generating the right data, the data is being understood by the farmer and integrated successfully into their systems. We don't charge for after-sales and installation support. | Partially Eligible Bundle | Itemised component breakdown required and must be provided when the claim is lodged, in accordance with the Grant Opportunity Guidelines. Funding will only be assessed against eligible components. | Probe(s) Rain Gauge Telemetry Unit
5993 | 1475541 | Ag Logic Pty Ltd | Basic berry irrigation monitoring unit + one EC sensor + telemetry + 12 months hosting and telemetry | 3010 | Basic berry irrigation monitoring unit (irrigation and drain sensors) + one EC sensor, Wildeye telemetry unit, with solar panel or battery, including 12 months hosting and telemetry (cellular 4G) | No | Yes, Ag Logic provides this training when doing the installation and setting up. | Ag Logic works one on one with each farmer to understand what they are using the hardware for and how they will use the data generated for decision making. We visit their farm at a time which suits them for the installation and conduct our first training then. We then follow up via phone, email, online meeting or in person meeting to ensure the hardware is generating the right data, the data is being understood by the farmer and integrated successfully into their systems. We don't charge for after-sales and installation support. | Partially Eligible Bundle | Itemised component breakdown required and must be provided when the claim is lodged, in accordance with the Grant Opportunity Guidelines. Funding will only be assessed against eligible components. | Basic berry irrigation monitoring unit Sesnor(s) Telemetry Unit
5971 | 1475541 | Ag Logic Pty Ltd | 40cm soil moisture probe + basic rain gauge + telemetry unit + 12 months hosting and telemetry | 2970 | 40cm Enviropro soil moisture probe, basic rain gauge, Wildeye telemetry unit (with solar panel or battery, including 12 months hosting and telemetry (cellular 4G) | Yes, but we recommend professional installation by our team for the best outcome unless the producer has experience. This also allows for 1:1 training at the time of installation. | Yes, Ag Logic provides this training when doing the installation and setting up. If the producer chooses to self install, we provide training and support online or over the phone. | Ag Logic works one on one with each farmer to understand what they are using the hardware for and how they will use the data generated for decision making. We visit their farm at a time which suits them for the installation and conduct our first training then. We then follow up via phone, email, online meeting or in person meeting to ensure the hardware is generating the right data, the data is being understood by the farmer and integrated successfully into their systems. We don't charge for after-sales and installation support. | Partially Eligible Bundle | Itemised component breakdown required and must be provided when the claim is lodged, in accordance with the Grant Opportunity Guidelines. Funding will only be assessed against eligible components. | Probe(s) Rain Gauge Telemetry Unit
5985 | 1475541 | Ag Logic Pty Ltd | 60 cm soil moisture probe + telemetry + 12 months hosting and telemetry | 2900 | 60 cm soil moisture probe and Wildeye telemetry unit, with solar panel or battery, including 12 months hosting and telemetry (cellular 4G) | Yes, but we recommend professional installation by our team for the best outcome unless the producer has experience. This also allows for 1:1 training at the time of installation. | Yes, Ag Logic provides this training when doing the installation and setting up. If the producer chooses to self install, we provide training and support online or over the phone. | Ag Logic works one on one with each farmer to understand what they are using the hardware for and how they will use the data generated for decision making. We visit their farm at a time which suits them for the installation and conduct our first training then. We then follow up via phone, email, online meeting or in person meeting to ensure the hardware is generating the right data, the data is being understood by the farmer and integrated successfully into their systems. We don't charge for after-sales and installation support. | Partially Eligible Bundle | Itemised component breakdown required and must be provided when the claim is lodged, in accordance with the Grant Opportunity Guidelines. Funding will only be assessed against eligible components. | Probe(s) Telemetry Unit
6004 | 1475541 | Ag Logic Pty Ltd | Frost detection system, including 12 months hosting and telemetry | 2850 | Frost detection system - ATMOS 14 - measures air temperature, relative humidity, barometric pressure and vapour pressure, Wildeye telemetry unit, with solar panel or battery, including 12 months hosting and telemetry (cellular 4G) | Yes, but we recommend professional installation by our team for the best outcome unless the producer has experience. This also allows for 1:1 training at the time of installation. | Yes, Ag Logic provides this training when doing the installation and setting up. If the producer chooses to self install, we provide training and support online or over the phone. | Ag Logic works one on one with each farmer to understand what they are using the hardware for and how they will use the data generated for decision making. We visit their farm at a time which suits them for the installation and conduct our first training then. We then follow up via phone, email, online meeting or in person meeting to ensure the hardware is generating the right data, the data is being understood by the farmer and integrated successfully into their systems. We don't charge for after-sales and installation support. | Partially Eligible Bundle | Itemised component breakdown required and must be provided when the claim is lodged, in accordance with the Grant Opportunity Guidelines. Funding will only be assessed against eligible components. | Sensor(s) Telemetry Unit
5974 | 1475541 | Ag Logic Pty Ltd | 80cm soil moisture probe + telemetry unit + 12 months hosting and telemetry | 2705 | 80cm Enviropro soil moisture probe and Wildeye telemetry unit, with solar panel or battery, including 12 months hosting and telemetry (cellular 4G) | Yes, but we recommend professional installation by our team for the best outcome unless the producer has experience. This also allows for 1:1 training at the time of installation. | Yes, Ag Logic provides this training when doing the installation and setting up. If the producer chooses to self install, we provide training and support online or over the phone. | Ag Logic works one on one with each farmer to understand what they are using the hardware for and how they will use the data generated for decision making. We visit their farm at a time which suits them for the installation and conduct our first training then. We then follow up via phone, email, online meeting or in person meeting to ensure the hardware is generating the right data, the data is being understood by the farmer and integrated successfully into their systems. We don't charge for after-sales and installation support. | Partially Eligible Bundle | Itemised component breakdown required and must be provided when the claim is lodged, in accordance with the Grant Opportunity Guidelines. Funding will only be assessed against eligible components. | Probe(s) Telemetry Unit
5984 | 1475541 | Ag Logic Pty Ltd | 30 cm soil moisture probe (EC enabled) + telemetry + 12 months hosting and telemetry | 2695 | 30 cm soil moisture probe (EC enabled) and Wildeye telemetry unit, with solar panel or battery, including 12 months hosting and telemetry (cellular 4G) | Yes, but we recommend professional installation by our team for the best outcome unless the producer has experience. This also allows for 1:1 training at the time of installation. | Yes, Ag Logic provides this training when doing the installation and setting up. If the producer chooses to self install, we provide training and support online or over the phone. | Ag Logic works one on one with each farmer to understand what they are using the hardware for and how they will use the data generated for decision making. We visit their farm at a time which suits them for the installation and conduct our first training then. We then follow up via phone, email, online meeting or in person meeting to ensure the hardware is generating the right data, the data is being understood by the farmer and integrated successfully into their systems. We don't charge for after-sales and installation support. | Partially Eligible Bundle | Itemised component breakdown required and must be provided when the claim is lodged, in accordance with the Grant Opportunity Guidelines. Funding will only be assessed against eligible components. | Probe(s) Telemetry Unit
6031 | 1475541 | Ag Logic Pty Ltd | Wind speed and direction kit. | 2660 | Wind speed and direction kit. Additional sensors to connect to cellular 4G Wildeye telemetry unit for customised solution. | Yes, but we recommend professional installation by our team for the best outcome unless the producer has experience. This also allows for 1:1 training at the time of installation. | Yes, Ag Logic provides this training when doing the installation and setting up. If the producer chooses to self install, we provide training and support online or over the phone. | Ag Logic works one on one with each farmer to understand what they are using the hardware for and how they will use the data generated for decision making. We visit their farm at a time which suits them for the installation and conduct our first training then. We then follow up via phone, email, online meeting or in person meeting to ensure the hardware is generating the right data, the data is being understood by the farmer and integrated successfully into their systems. We don't charge for after-sales and installation support. | Eligible | Eligible for rebate funding. | N/A
6022 | 1475541 | Ag Logic Pty Ltd | Water quality sensor (DO, pH, EC) | 2545 | Water quality sensor (DO, pH, EC). Standalone sensor to connect to cellular 4G Wildeye telemetry unit for customised solution. | Yes, but we recommend professional installation by our team for the best outcome unless the producer has experience. This also allows for 1:1 training at the time of installation. | Yes, Ag Logic provides this training when doing the installation and setting up. If the producer chooses to self install, we provide training and support online or over the phone. | Ag Logic works one on one with each farmer to understand what they are using the hardware for and how they will use the data generated for decision making. We visit their farm at a time which suits them for the installation and conduct our first training then. We then follow up via phone, email, online meeting or in person meeting to ensure the hardware is generating the right data, the data is being understood by the farmer and integrated successfully into their systems. We don't charge for after-sales and installation support. | Eligible | Eligible for rebate funding. | N/A
5970 | 1475541 | Ag Logic Pty Ltd | 40cm soil moisture probe + telemetry unit + 12 months hosting and telemetry | 2495 | 40cm Enviropro soil moisture probe, Wildeye telemetry unit, with solar panel, including 12 months hosting and telemetry (cellular 4G) | Yes, but we recommend professional installation by our team for the best outcome unless the producer has experience. This also allows for 1:1 training at the time of installation. | Yes, Ag Logic provides this training when doing the installation and setting up. If the producer chooses to self install, we provide training and support online or over the phone. | Ag Logic works one on one with each farmer to understand what they are using the hardware for and how they will use the data generated for decision making. We visit their farm at a time which suits them for the installation and conduct our first training then. We then follow up via phone, email, online meeting or in person meeting to ensure the hardware is generating the right data, the data is being understood by the farmer and integrated successfully into their systems. We don't charge for after-sales and installation support. | Partially Eligible Bundle | Itemised component breakdown required and must be provided when the claim is lodged, in accordance with the Grant Opportunity Guidelines. Funding will only be assessed against eligible components. | Probe(s) Telemetry Unit
5983 | 1475541 | Ag Logic Pty Ltd | 30 cm soil moisture probe + telemetry + 12 months hosting and telemetry | 2485 | 30 cm soil moisture probe and Wildeye telemetry unit, with solar panel or battery, including 12 months hosting and telemetry (cellular 4G) | Yes, but we recommend professional installation by our team for the best outcome unless the producer has experience. This also allows for 1:1 training at the time of installation. | Yes, Ag Logic provides this training when doing the installation and setting up. If the producer chooses to self install, we provide training and support online or over the phone. | Ag Logic works one on one with each farmer to understand what they are using the hardware for and how they will use the data generated for decision making. We visit their farm at a time which suits them for the installation and conduct our first training then. We then follow up via phone, email, online meeting or in person meeting to ensure the hardware is generating the right data, the data is being understood by the farmer and integrated successfully into their systems. We don't charge for after-sales and installation support. | Partially Eligible Bundle | Itemised component breakdown required and must be provided when the claim is lodged, in accordance with the Grant Opportunity Guidelines. Funding will only be assessed against eligible components. | Probe(s) Telemetry Unit
6011 | 1475541 | Ag Logic Pty Ltd | In-line pH sensor | 2420 | In-line pH sensor. Additional sensor to connect to cellular 4G Wildeye telemetry unit for customised solution. | Yes, but we recommend professional installation by our team for the best outcome unless the producer has experience. This also allows for 1:1 training at the time of installation. | Yes, Ag Logic provides this training when doing the installation and setting up. If the producer chooses to self install, we provide training and support online or over the phone. | Ag Logic works one on one with each farmer to understand what they are using the hardware for and how they will use the data generated for decision making. We visit their farm at a time which suits them for the installation and conduct our first training then. We then follow up via phone, email, online meeting or in person meeting to ensure the hardware is generating the right data, the data is being understood by the farmer and integrated successfully into their systems. We don't charge for after-sales and installation support. | Eligible | Eligible for rebate funding. | N/A
5991 | 1475541 | Ag Logic Pty Ltd | Basic berry irrigation monitoring unit + telemetry + 12 months hosting and telemetry | 2285 | Basic berry irrigation monitoring unit (irrigation and drain sensors), Wildeye telemetry unit, with solar panel or battery, including 12 months hosting and telemetry (cellular 4G) | No | Yes, Ag Logic provides this training when doing the installation and setting up. | Ag Logic works one on one with each farmer to understand what they are using the hardware for and how they will use the data generated for decision making. We visit their farm at a time which suits them for the installation and conduct our first training then. We then follow up via phone, email, online meeting or in person meeting to ensure the hardware is generating the right data, the data is being understood by the farmer and integrated successfully into their systems. We don't charge for after-sales and installation support. | Partially Eligible Bundle | Itemised component breakdown required and must be provided when the claim is lodged, in accordance with the Grant Opportunity Guidelines. Funding will only be assessed against eligible components. | Basic berry irrigation monitoring unit Telemetry Unit
5982 | 1475541 | Ag Logic Pty Ltd | Single point soil moisture sensor (EC enabled) + telemetry + 12 months hosting and telemetry | 2205 | Single point soil moisture sensor (EC enabled) and Wildeye telemetry unit, with solar panel or battery, including 12 months hosting and telemetry (cellular 4G) | Yes, but we recommend professional installation by our team for the best outcome unless the producer has experience. This also allows for 1:1 training at the time of installation. | Yes, Ag Logic provides this training when doing the installation and setting up. If the producer chooses to self install, we provide training and support online or over the phone. | Ag Logic works one on one with each farmer to understand what they are using the hardware for and how they will use the data generated for decision making. We visit their farm at a time which suits them for the installation and conduct our first training then. We then follow up via phone, email, online meeting or in person meeting to ensure the hardware is generating the right data, the data is being understood by the farmer and integrated successfully into their systems. We don't charge for after-sales and installation support. | Partially Eligible Bundle | Itemised component breakdown required and must be provided when the claim is lodged, in accordance with the Grant Opportunity Guidelines. Funding will only be assessed against eligible components. | Probe(s) Telemetry Unit
6015 | 1475541 | Ag Logic Pty Ltd | Radar proximity sensor, with mounting angle with adjustable bracket | 2145 | Radar proximity sensor (for non-contact continuous level measurement for liquids or solids), with mounting angle with adjustable bracket. Additional sensor to connect to cellular 4G Wildeye telemetry unit for customised solution. | Yes, but we recommend professional installation by our team for the best outcome unless the producer has experience. This also allows for 1:1 training at the time of installation. | Yes, Ag Logic provides this training when doing the installation and setting up. If the producer chooses to self install, we provide training and support online or over the phone. | Ag Logic works one on one with each farmer to understand what they are using the hardware for and how they will use the data generated for decision making. We visit their farm at a time which suits them for the installation and conduct our first training then. We then follow up via phone, email, online meeting or in person meeting to ensure the hardware is generating the right data, the data is being understood by the farmer and integrated successfully into their systems. We don't charge for after-sales and installation support. | Eligible | Eligible for rebate funding. | N/A
5981 | 1475541 | Ag Logic Pty Ltd | Single point soil moisture sensor + telemetry + 12 months hosting and telemetry | 2115 | Single point soil moisture sensor and Wildeye telemetry unit, with solar panel or battery, including 12 months hosting and telemetry (cellular 4G) | Yes, but we recommend professional installation by our team for the best outcome unless the producer has experience. This also allows for 1:1 training at the time of installation. | Yes, Ag Logic provides this training when doing the installation and setting up. If the producer chooses to self install, we provide training and support online or over the phone. | Ag Logic works one on one with each farmer to understand what they are using the hardware for and how they will use the data generated for decision making. We visit their farm at a time which suits them for the installation and conduct our first training then. We then follow up via phone, email, online meeting or in person meeting to ensure the hardware is generating the right data, the data is being understood by the farmer and integrated successfully into their systems. We don't charge for after-sales and installation support. | Partially Eligible Bundle | Itemised component breakdown required and must be provided when the claim is lodged, in accordance with the Grant Opportunity Guidelines. Funding will only be assessed against eligible components. | Probe(s) Telemetry Unit
6017 | 1475541 | Ag Logic Pty Ltd | Radar proximity sensor, with mounting bracket with adjustable sensor holder | 1965 | Radar proximity sensor (for non-contact continuous level measurement for liquids or solids), with mounting bracket with adjustable sensor holder. Additional sensor to connect to cellular 4G Wildeye telemetry unit for customised solution. | Yes, but we recommend professional installation by our team for the best outcome unless the producer has experience. This also allows for 1:1 training at the time of installation. | Yes, Ag Logic provides this training when doing the installation and setting up. If the producer chooses to self install, we provide training and support online or over the phone. | Ag Logic works one on one with each farmer to understand what they are using the hardware for and how they will use the data generated for decision making. We visit their farm at a time which suits them for the installation and conduct our first training then. We then follow up via phone, email, online meeting or in person meeting to ensure the hardware is generating the right data, the data is being understood by the farmer and integrated successfully into their systems. We don't charge for after-sales and installation support. | Eligible | Eligible for rebate funding. | N/A
6016 | 1475541 | Ag Logic Pty Ltd | Radar proximity sensor, with mounting bracket for ceiling mounting | 1820 | Radar proximity sensor (for non-contact continuous level measurement for liquids or solids), with mounting bracket for ceiling mounting. Additional sensor to connect to cellular 4G Wildeye telemetry unit for customised solution. | Yes, but we recommend professional installation by our team for the best outcome unless the producer has experience. This also allows for 1:1 training at the time of installation. | Yes, Ag Logic provides this training when doing the installation and setting up. If the producer chooses to self install, we provide training and support online or over the phone. | Ag Logic works one on one with each farmer to understand what they are using the hardware for and how they will use the data generated for decision making. We visit their farm at a time which suits them for the installation and conduct our first training then. We then follow up via phone, email, online meeting or in person meeting to ensure the hardware is generating the right data, the data is being understood by the farmer and integrated successfully into their systems. We don't charge for after-sales and installation support. | Eligible | Eligible for rebate funding. | N/A
5977 | 1475541 | Ag Logic Pty Ltd | 120 cm soil moisture probe | 1610 | 120 cm Enviropro soil moisture probe | Yes, but we recommend professional installation by our team for the best outcome unless the producer has experience. This also allows for 1:1 training at the time of installation. | Yes, Ag Logic provides this training when doing the installation and setting up. If the producer chooses to self install, we provide training and support online or over the phone. | Ag Logic works one on one with each farmer to understand what they are using the hardware for and how they will use the data generated for decision making. We visit their farm at a time which suits them for the installation and conduct our first training then. We then follow up via phone, email, online meeting or in person meeting to ensure the hardware is generating the right data, the data is being understood by the farmer and integrated successfully into their systems. We don't charge for after-sales and installation support. | Eligible | Eligible for rebate funding. | N/A
6018 | 1475541 | Ag Logic Pty Ltd | Solar Radiation Sensor | 1455 | Solar Radiation Sensor. Additional sensor to connect to cellular 4G Wildeye telemetry unit for customised solution. | Yes, but we recommend professional installation by our team for the best outcome unless the producer has experience. This also allows for 1:1 training at the time of installation. | Yes, Ag Logic provides this training when doing the installation and setting up. If the producer chooses to self install, we provide training and support online or over the phone. | Ag Logic works one on one with each farmer to understand what they are using the hardware for and how they will use the data generated for decision making. We visit their farm at a time which suits them for the installation and conduct our first training then. We then follow up via phone, email, online meeting or in person meeting to ensure the hardware is generating the right data, the data is being understood by the farmer and integrated successfully into their systems. We don't charge for after-sales and installation support. | Eligible | Eligible for rebate funding. | N/A
6032 | 1475541 | Ag Logic Pty Ltd | Wind speed sensor. | 1425 | Wind speed sensor. Additional sensor to connect to cellular 4G Wildeye telemetry unit for customised solution. | Yes, but we recommend professional installation by our team for the best outcome unless the producer has experience. This also allows for 1:1 training at the time of installation. | Yes, Ag Logic provides this training when doing the installation and setting up. If the producer chooses to self install, we provide training and support online or over the phone. | Ag Logic works one on one with each farmer to understand what they are using the hardware for and how they will use the data generated for decision making. We visit their farm at a time which suits them for the installation and conduct our first training then. We then follow up via phone, email, online meeting or in person meeting to ensure the hardware is generating the right data, the data is being understood by the farmer and integrated successfully into their systems. We don't charge for after-sales and installation support. | Eligible | Eligible for rebate funding. | N/A
6030 | 1475541 | Ag Logic Pty Ltd | Wind direction sensor. | 1390 | Wind direction sensor. Additional sensor to connect to cellular 4G Wildeye telemetry unit for customised solution. | Yes, but we recommend professional installation by our team for the best outcome unless the producer has experience. This also allows for 1:1 training at the time of installation. | Yes, Ag Logic provides this training when doing the installation and setting up. If the producer chooses to self install, we provide training and support online or over the phone. | Ag Logic works one on one with each farmer to understand what they are using the hardware for and how they will use the data generated for decision making. We visit their farm at a time which suits them for the installation and conduct our first training then. We then follow up via phone, email, online meeting or in person meeting to ensure the hardware is generating the right data, the data is being understood by the farmer and integrated successfully into their systems. We don't charge for after-sales and installation support. | Eligible | Eligible for rebate funding. | N/A
5973 | 1475541 | Ag Logic Pty Ltd | 80 cm soil moisture probe | 1095 | 80 cm Enviropro soil moisture probe | Yes, but we recommend professional installation by our team for the best outcome unless the producer has experience. This also allows for 1:1 training at the time of installation. | Yes, Ag Logic provides this training when doing the installation and setting up. If the producer chooses to self install, we provide training and support online or over the phone. | Ag Logic works one on one with each farmer to understand what they are using the hardware for and how they will use the data generated for decision making. We visit their farm at a time which suits them for the installation and conduct our first training then. We then follow up via phone, email, online meeting or in person meeting to ensure the hardware is generating the right data, the data is being understood by the farmer and integrated successfully into their systems. We don't charge for after-sales and installation support. | Eligible | Eligible for rebate funding. | N/A
6006 | 1475541 | Ag Logic Pty Ltd | ATMOS 14 | 1090 | ATMOS 14 - measures air temperature, relative humidity, barometric pressure and vapour pressure. Additional sensor to connect to cellular 4G Wildeye telemetry unit for customised solution. | Yes, but we recommend professional installation by our team for the best outcome unless the producer has experience. This also allows for 1:1 training at the time of installation. | Yes, Ag Logic provides this training when doing the installation and setting up. If the producer chooses to self install, we provide training and support online or over the phone. | Ag Logic works one on one with each farmer to understand what they are using the hardware for and how they will use the data generated for decision making. We visit their farm at a time which suits them for the installation and conduct our first training then. We then follow up via phone, email, online meeting or in person meeting to ensure the hardware is generating the right data, the data is being understood by the farmer and integrated successfully into their systems. We don't charge for after-sales and installation support. | Eligible | Eligible for rebate funding. | N/A
6008 | 1475541 | Ag Logic Pty Ltd | Premium rain gauge | 975 | Premium rain gauge, 0.2mm per tip. Additional sensor to connect to cellular 4G Wildeye telemetry unit for customised solution. | Yes, but we recommend professional installation by our team for the best outcome unless the producer has experience. This also allows for 1:1 training at the time of installation. | Yes, Ag Logic provides this training when doing the installation and setting up. If the producer chooses to self install, we provide training and support online or over the phone. | Ag Logic works one on one with each farmer to understand what they are using the hardware for and how they will use the data generated for decision making. We visit their farm at a time which suits them for the installation and conduct our first training then. We then follow up via phone, email, online meeting or in person meeting to ensure the hardware is generating the right data, the data is being understood by the farmer and integrated successfully into their systems. We don't charge for after-sales and installation support. | Eligible | Eligible for rebate funding. | N/A
6020 | 1475541 | Ag Logic Pty Ltd | TDR sensor | 970 | TDR sensor. Additional sensor to connect to cellular 4G Wildeye telemetry unit for customised solution. | Yes, but we recommend professional installation by our team for the best outcome unless the producer has experience. This also allows for 1:1 training at the time of installation. | Yes, Ag Logic provides this training when doing the installation and setting up. If the producer chooses to self install, we provide training and support online or over the phone. | Ag Logic works one on one with each farmer to understand what they are using the hardware for and how they will use the data generated for decision making. We visit their farm at a time which suits them for the installation and conduct our first training then. We then follow up via phone, email, online meeting or in person meeting to ensure the hardware is generating the right data, the data is being understood by the farmer and integrated successfully into their systems. We don't charge for after-sales and installation support. | Eligible | Eligible for rebate funding. | N/A
5969 | 1475541 | Ag Logic Pty Ltd | 40 cm soil moisture probe | 885 | 40 cm Enviropro soil moisture probe | Yes, but we recommend professional installation by our team for the best outcome unless the producer has experience. This also allows for 1:1 training at the time of installation. | Yes, Ag Logic provides this training when doing the installation and setting up. If the producer chooses to self install, we provide training and support online or over the phone. | Ag Logic works one on one with each farmer to understand what they are using the hardware for and how they will use the data generated for decision making. We visit their farm at a time which suits them for the installation and conduct our first training then. We then follow up via phone, email, online meeting or in person meeting to ensure the hardware is generating the right data, the data is being understood by the farmer and integrated successfully into their systems. We don't charge for after-sales and installation support. | Eligible | Eligible for rebate funding. | N/A
6010 | 1475541 | Ag Logic Pty Ltd | Electrical Conductivity and Temperature Sensor | 730 | Electrical Conductivity and Temperature Sensor - measures the electrical conductivity of water in a pipe or tank. Ideal for irrigation nutrient monitoring. Additional sensor to connect to cellular 4G Wildeye telemetry unit for customised solution. | Yes, but we recommend professional installation by our team for the best outcome unless the producer has experience. This also allows for 1:1 training at the time of installation. | Yes, Ag Logic provides this training when doing the installation and setting up. If the producer chooses to self install, we provide training and support online or over the phone. | Ag Logic works one on one with each farmer to understand what they are using the hardware for and how they will use the data generated for decision making. We visit their farm at a time which suits them for the installation and conduct our first training then. We then follow up via phone, email, online meeting or in person meeting to ensure the hardware is generating the right data, the data is being understood by the farmer and integrated successfully into their systems. We don't charge for after-sales and installation support. | Eligible | Eligible for rebate funding. | N/A
6012 | 1475541 | Ag Logic Pty Ltd | Pressure sensor - 0 to 1 bar | 595 | Pressure sensor - 0 to 1 bar. Additional sensor to connect to cellular 4G Wildeye telemetry unit for customised solution. | Yes, but we recommend professional installation by our team for the best outcome unless the producer has experience. This also allows for 1:1 training at the time of installation. | Yes, Ag Logic provides this training when doing the installation and setting up. If the producer chooses to self install, we provide training and support online or over the phone. | Ag Logic works one on one with each farmer to understand what they are using the hardware for and how they will use the data generated for decision making. We visit their farm at a time which suits them for the installation and conduct our first training then. We then follow up via phone, email, online meeting or in person meeting to ensure the hardware is generating the right data, the data is being understood by the farmer and integrated successfully into their systems. We don't charge for after-sales and installation support. | Eligible | Eligible for rebate funding. | N/A
6014 | 1475541 | Ag Logic Pty Ltd | Pressure sensor - 0 to 6 bar | 550 | Pressure sensor - 0 to 6 bar. Additional sensor to connect to cellular 4G Wildeye telemetry unit for customised solution. | Yes, but we recommend professional installation by our team for the best outcome unless the producer has experience. This also allows for 1:1 training at the time of installation. | Yes, Ag Logic provides this training when doing the installation and setting up. If the producer chooses to self install, we provide training and support online or over the phone. | Ag Logic works one on one with each farmer to understand what they are using the hardware for and how they will use the data generated for decision making. We visit their farm at a time which suits them for the installation and conduct our first training then. We then follow up via phone, email, online meeting or in person meeting to ensure the hardware is generating the right data, the data is being understood by the farmer and integrated successfully into their systems. We don't charge for after-sales and installation support. | Eligible | Eligible for rebate funding. | N/A
6007 | 1475541 | Ag Logic Pty Ltd | Basic rain gauge | 510 | Basic rain gauge, 0.2mm per tip, sealed unit. Additional sensor to connect to cellular 4G Wildeye telemetry unit for customised solution. | Yes, but we recommend professional installation by our team for the best outcome unless the producer has experience. This also allows for 1:1 training at the time of installation. | Yes, Ag Logic provides this training when doing the installation and setting up. If the producer chooses to self install, we provide training and support online or over the phone. | Ag Logic works one on one with each farmer to understand what they are using the hardware for and how they will use the data generated for decision making. We visit their farm at a time which suits them for the installation and conduct our first training then. We then follow up via phone, email, online meeting or in person meeting to ensure the hardware is generating the right data, the data is being understood by the farmer and integrated successfully into their systems. We don't charge for after-sales and installation support. | Eligible | Eligible for rebate funding. | N/A
6023 | 1475541 | Ag Logic Pty Ltd | Leaf wetness sensor | 475 | Leaf wetness sensor. Standalone sensor to connect to cellular 4G Wildeye telemetry unit for customised solution. | Yes, but we recommend professional installation by our team for the best outcome unless the producer has experience. This also allows for 1:1 training at the time of installation. | Yes, Ag Logic provides this training when doing the installation and setting up. If the producer chooses to self install, we provide training and support online or over the phone. | Ag Logic works one on one with each farmer to understand what they are using the hardware for and how they will use the data generated for decision making. We visit their farm at a time which suits them for the installation and conduct our first training then. We then follow up via phone, email, online meeting or in person meeting to ensure the hardware is generating the right data, the data is being understood by the farmer and integrated successfully into their systems. We don't charge for after-sales and installation support. | Eligible | Eligible for rebate funding. | N/A
6013 | 1475541 | Ag Logic Pty Ltd | Pressure sensor - 0 to 2.5 bar | 425 | Pressure sensor - 0 to 2.5 bar. Additional sensor to connect to cellular 4G Wildeye telemetry unit for customised solution. | Yes, but we recommend professional installation by our team for the best outcome unless the producer has experience. This also allows for 1:1 training at the time of installation. | Yes, Ag Logic provides this training when doing the installation and setting up. If the producer chooses to self install, we provide training and support online or over the phone. | Ag Logic works one on one with each farmer to understand what they are using the hardware for and how they will use the data generated for decision making. We visit their farm at a time which suits them for the installation and conduct our first training then. We then follow up via phone, email, online meeting or in person meeting to ensure the hardware is generating the right data, the data is being understood by the farmer and integrated successfully into their systems. We don't charge for after-sales and installation support. | Eligible | Eligible for rebate funding. | N/A
6021 | 1475541 | Ag Logic Pty Ltd | Trough line flow sensor | 380 | Trough line flow sensor. Standalone sensor to connect to cellular 4G Wildeye telemetry unit for customised solution. | Yes, but we recommend professional installation by our team for the best outcome unless the producer has experience. This also allows for 1:1 training at the time of installation. | Yes, Ag Logic provides this training when doing the installation and setting up. If the producer chooses to self install, we provide training and support online or over the phone. | Ag Logic works one on one with each farmer to understand what they are using the hardware for and how they will use the data generated for decision making. We visit their farm at a time which suits them for the installation and conduct our first training then. We then follow up via phone, email, online meeting or in person meeting to ensure the hardware is generating the right data, the data is being understood by the farmer and integrated successfully into their systems. We don't charge for after-sales and installation support. | Eligible | Eligible for rebate funding. | N/A
6009 | 1475541 | Ag Logic Pty Ltd | Irrigation gauge | 280 | Irrigation gauge, 1mm per tip. Additional sensor to connect to cellular 4G Wildeye telemetry unit for customised solution. | Yes, but we recommend professional installation by our team for the best outcome unless the producer has experience. This also allows for 1:1 training at the time of installation. | Yes, Ag Logic provides this training when doing the installation and setting up. If the producer chooses to self install, we provide training and support online or over the phone. | Ag Logic works one on one with each farmer to understand what they are using the hardware for and how they will use the data generated for decision making. We visit their farm at a time which suits them for the installation and conduct our first training then. We then follow up via phone, email, online meeting or in person meeting to ensure the hardware is generating the right data, the data is being understood by the farmer and integrated successfully into their systems. We don't charge for after-sales and installation support. | Eligible | Eligible for rebate funding. | N/A
5215 | 1475419 | Ag Technology Pty Ltd | 212502 - Saber MilkCAN Network Infrastructure Base | 2209.05 | The Saber MilkCAN Network Infrastructure Base provides the required communication backbone for Saber sensors, including SCC and Fat/Protein/Yield meters. It delivers stable MilkCAN networking for real‑time milk quality and animal health monitoring and integrates with the Easy Dairy platform via Ethernet. This base unit is essential for operating Saber environmental monitoring devices and supports reliable in‑shed data collection and reporting | No | Yes | Professional installers are selected from our approved Australia wide Installer List. Onsite training is provided with phone & video follow‑up. Documentation, phone & video training is provided with 24/7 Phone support | Eligible | Eligible for rebate funding. | N/A
5214 | 1475419 | Ag Technology Pty Ltd | 212657 - Saber Fat, Protein and Yield Meter | 1274.93 | The Saber Fat, Protein and Yield Meter provides real‑time measurement of milk components including fat, protein, lactose, blood and yield to support animal health, nutrition and production monitoring. The sensor connects to the Saber MilkCAN network and integrates with the Easy Dairy platform for automated recording and reporting of milk quality and performance data. Designed for in‑shed installation, it delivers continuous insights to improve herd management outcomes. | No | Yes | Professional installers are selected from our approved Australia wide Installer List. Onsite training is provided with phone & video follow‑up. Documentation, phone & video training is provided with 24/7 Phone support | Eligible | Eligible for rebate funding. | N/A
6763 | 1475504 | AGLANTIS PTY LTD | Aglantis Advanced Weather Station (10-in-1) | 2500 | Connected on-farm weather station with optical rain gauge, wind speed and direction, temperature, humidity, air pressure, illumination/radiation, PM2.5/PM10 and noise sensors. Data is transmitted via LoRaWAN through the Aglantis Base Station (cellular backhaul) for real-time viewing, logging and alerts in the Aglantis app. | Yes | No | <not provided> | Eligible | Eligible for rebate funding. | N/A
6770 | 1475504 | AGLANTIS PTY LTD | Aglantis Pipe-Section Ultrasonic Flow Meter 12" (DN300) | 2500 | Flanged pipe-section ultrasonic flow meter (+/-2% accuracy, IP68, 1.6 MPa, RS485) for high-accuracy measurement on 12 inch mains. Connects to the Aglantis network via DTU telemetry (4G/LoRaWAN) for remote monitoring, totalisation and compliance-grade water-use reporting in the Aglantis app. | Yes | No | <not provided> | Eligible | Eligible for rebate funding. | N/A
6764 | 1475504 | AGLANTIS PTY LTD | Aglantis Compact Weather Station (5-in-1) | 1250 | Connected compact weather station with tipping bucket rain gauge, wind speed and direction, temperature, humidity and air pressure sensors. Data is transmitted via LoRaWAN through the Aglantis Base Station (cellular backhaul) for real-time viewing, logging and alerts in the Aglantis app. | Yes | No | <not provided> | Eligible | Eligible for rebate funding. | N/A
6765 | 1475504 | AGLANTIS PTY LTD | Aglantis Soil Moisture & Electrical Conductivity Probe | 700 | In-field soil monitoring probe measuring volumetric water content (VWC) and electrical conductivity (EC) to support irrigation scheduling and nutrient management. Telemetry via LoRaWAN to the Aglantis Base Station (cellular backhaul) with real-time data and trends in the Aglantis app. | Yes | No | <not provided> | Eligible | Eligible for rebate funding. | N/A
6762 | 1475504 | AGLANTIS PTY LTD | Aglantis Water Alert Kit - Rope Sensor (10 m) | 700 | Solar/battery powered water contact alert kit with 10 m rope sensor for remote monitoring of variable water levels in channels, storages and sumps. Transmits real-time alerts via LoRaWAN to the Aglantis Base Station (cellular backhaul) and the Aglantis app. | Yes | No | <not provided> | Eligible | Eligible for rebate funding. | N/A
6766 | 1475504 | AGLANTIS PTY LTD | Aglantis Flow Meter (AI Image-Based) | 650 | AI image-based flow meter reading and logging device. Captures and digitises readings from existing mechanical flow meters and transmits flow data via LoRaWAN to the Aglantis Base Station (cellular backhaul) for remote water-use monitoring, logging and reporting in the Aglantis app. | Yes | No | <not provided> | Eligible | Eligible for rebate funding. | N/A
6768 | 1475504 | AGLANTIS PTY LTD | Aglantis Card-Type Ultrasonic Flow Meter 4" (DN100) | 550 | Clamp-on card-type ultrasonic flow meter (+/-2% accuracy, IP68, 1.6 MPa, RS485) for non-invasive measurement of irrigation water flow. Connects to the Aglantis network via DTU telemetry (4G/LoRaWAN) for remote monitoring and water-use reporting in the Aglantis app. | Yes | No | <not provided> | Eligible | Eligible for rebate funding. | N/A
6769 | 1475504 | AGLANTIS PTY LTD | Aglantis Card-Type Ultrasonic Flow Meter 6" (DN150) | 550 | Clamp-on card-type ultrasonic flow meter (+/-2% accuracy, IP68, 1.6 MPa, RS485) for non-invasive measurement of irrigation water flow on 6 inch pipework. Connects to the Aglantis network via DTU telemetry (4G/LoRaWAN) for remote monitoring and water-use reporting in the Aglantis app. | Yes | No | <not provided> | Eligible | Eligible for rebate funding. | N/A
6773 | 1475504 | AGLANTIS PTY LTD | Aglantis Current Sensor (Three-Phase) | 550 | Connected three-phase current sensor for remote monitoring of pump and motor power usage, run status and fault detection. Telemetry via LoRaWAN to the Aglantis Base Station (cellular backhaul) with real-time data and alerts in the Aglantis app. | No | No | Installed by a licensed electrician arranged through Aglantis, as fitting current transformers within a three-phase switchboard is licensed electrical work in Australia. Aglantis commissions the telemetry and provides a practical handover plus ongoing phone and remote support. | Eligible | Eligible for rebate funding. | N/A
6771 | 1475504 | AGLANTIS PTY LTD | Aglantis Pressure Sensor | 550 | Connected pressure sensor for in-line irrigation pressure monitoring or submersible water level monitoring in tanks, bores and storages. Telemetry via LoRaWAN to the Aglantis Base Station (cellular backhaul) with real-time readings and alerts in the Aglantis app. | Yes | No | <not provided> | Eligible | Eligible for rebate funding. | N/A
6761 | 1475504 | AGLANTIS PTY LTD | Aglantis Water Alert Kit - Fork Sensor | 500 | Solar/battery powered water contact alert kit with fork sensor for remote monitoring of water arrival and presence in irrigation channels, bays and tanks. Transmits real-time alerts via LoRaWAN to the Aglantis Base Station (cellular backhaul) and the Aglantis app, reducing water waste and night-time manual checks. | Yes | No | <not provided> | Eligible | Eligible for rebate funding. | N/A
6767 | 1475504 | AGLANTIS PTY LTD | Aglantis Turbine Flow Meter 3" (DN80) | 230 | Pulse-type turbine flow meter (worm gear, +/-3% accuracy) for in-line measurement of irrigation water use. Connects to the Aglantis network via DTU telemetry (4G/LoRaWAN) for remote flow monitoring, totalisation and water-use reporting in the Aglantis app. | Yes | No | <not provided> | Eligible | Eligible for rebate funding. | N/A
6772 | 1475504 | AGLANTIS PTY LTD | Aglantis Pressure Sensor with Crossover Sub (DN100) | 200 | In-line pressure sensor supplied with a DN100 crossover sub for direct fitting to 4 inch butterfly valve installations. Reports real-time line pressure via the Aglantis network (4G/LoRaWAN) for remote monitoring, leak/blockage alerts and system protection in the Aglantis app. | Yes | No | <not provided> | Eligible | Eligible for rebate funding. | N/A
8596 | 1475139 | AGROTEK AUSTRALIA PTY LTD | Weather Station | 3913.74 | Solar powered 4G/CatM1 Network. Recording rainfall, wind speed/direction/gust, Solar radiation, Tempreature, humidity, ealculated Eto | Yes | No | Supplier can install. The cost is based on the location and travel time. | Eligible | Eligible for rebate funding. | N/A
8601 | 1475139 | AGROTEK AUSTRALIA PTY LTD | Soil Moisture Probe with EC | 2509.81 | Solar powered on 4G/CatM1 Network. 80cm measuring tempreture, soil moisture, EC at 10cm intervals | Yes | No | Supplier can install. The cost is based on the location and travel time. | Eligible | Eligible for rebate funding. | N/A
8600 | 1475139 | AGROTEK AUSTRALIA PTY LTD | Soil Moisture Probe | 2221.35 | Solar powered on 4G/CatM1 Network. 80cm measuring tempreture, soil moisture at 10cm intervals | Yes | No | Supplier can install. The cost is based on the location and travel time. | Eligible | Eligible for rebate funding. | N/A
8597 | 1475139 | AGROTEK AUSTRALIA PTY LTD | Rain Gauge | 1456.09 | Rain Gauge Solar powered on 4G/CatM1 Network. Tipping bucket rain gauge with bird spikes | Yes | Yes | Supplier can install. The cost is based on the location and travel time. | Eligible | Eligible for rebate funding. | N/A
10281 | 1475465 | AGTECH360 PTY LTD | Soil Moisture Probe (30,60cm) + LoRaWAN Adaptor | 1338 | A 60cm Soil Moisture probe with a LoRaWAN adaptor to covey soil information every 10cm down to 60cm | Yes | No | <not provided> | Eligible | Eligible for rebate funding. | N/A
10279 | 1475465 | AGTECH360 PTY LTD | Depth Pressure Sensor | 713 | LoRaWAN pressure sensor used to measure and report depth | Yes | No | <not provided> | Eligible | Eligible for rebate funding. | N/A
10280 | 1475465 | AGTECH360 PTY LTD | Water Level Sensor Radar | 713 | LoRaWAN pressure sensor used to measure and report depth | Yes | No | <not provided> | Eligible | Eligible for rebate funding. | N/A
10277 | 1475465 | AGTECH360 PTY LTD | Water Level Sensor AGTech360 (Comes with 2 years Data) | 626.15 | CAT-M1 device that reports on the tank or trough water level | Yes | No | <not provided> | Eligible | Eligible for rebate funding. | N/A
3674 | 1475339 | Alpha Group Consulting Unit Trust | AGC Weather Stations - Complete with ATH-2S + Hyquest RG | 7415 | Standard Wildeye logger, solar panel & high gain antenna. Measures wind speed, wind direction, air temperature, relative humidity & rainfall (high spec raingauge). From there we can calculate Delta T, FDI, FBI & Dew point. Data is sent via the 4G network to the wildeye platform & accessed via the Wildeye Remote Monitoring App | No | No | Not Required | Partially Eligible Bundle | Itemised component breakdown required and must be provided when the claim is lodged, in accordance with the Grant Opportunity Guidelines. Funding will only be assessed against eligible components. | Standard Wildeye logger High gain antenna
3673 | 1475339 | Alpha Group Consulting Unit Trust | AGC Weather Stations - Complete with ATH-2S + Davis RG | 6930 | Standard Wildeye logger, solar panel & high gain antenna. Measures wind speed, wind direction, air temperature, relative humidity & rainfall. From there we can calculate Delta T, FDI, FBI & Dew point. Data is sent via the 4G network to the wildeye platform & accessed via the Wildeye Remote Monitoring App | No | No | Not Required | Partially Eligible Bundle | Itemised component breakdown required and must be provided when the claim is lodged, in accordance with the Grant Opportunity Guidelines. Funding will only be assessed against eligible components. | Standard Wildeye logger High gain antenna
3676 | 1475339 | Alpha Group Consulting Unit Trust | Standalone Wideye Logger and 90cm Sentek Moisture Probe + RG | 4290 | Standard Wildeye logger, solar panel & high gain antenna. Connected is 90cm + 10cm Sentek Drill & Drop soil moisture probe. Data is then accessed through the Wildeye Remote Monitoring App | No | No | Not Required | Eligible | Eligible for rebate funding. | N/A
3781 | 1475339 | Alpha Group Consulting Unit Trust | Sentek 1.0m All in One 5 sensor slurry probe with Rechargeable Battery - 00964 | 2922 | The All in One soil moiture probe is a large form factor moisture probe, typically used for installations in vineyards. The probe has 5 sensors and a temperature & humidity chip for monitoring moisture ingress into the probe. Data is uploaded via 4G and is viewed on Irrimax Live | No | No | Not Required | Eligible | Eligible for rebate funding. | N/A
3732 | 1475339 | Alpha Group Consulting Unit Trust | Tekbox SDI-12 Wind speed & Direction combination with 2 x holders | 2695 | The wind speed & direction sensors are typically pruchased as a kit for the weather station which includes a wind speed, wind direction sensor and two mounting brackets | No | No | Not Required | Partially Eligible Bundle | Itemised component breakdown required and must be provided when the claim is lodged, in accordance with the Grant Opportunity Guidelines. Funding will only be assessed against eligible components. | Tekbox SDI-12 Sensor(s)
3678 | 1475339 | Alpha Group Consulting Unit Trust | AGC Basic WS + Rain Gauge | 2690 | Standard Wildeye logger, solar panel & high gain antenna. Connected is an air temperature sensor and rain gauge. Primarily for remote rainfall recording and frost detection. Data is sent via the 4G network to the wildeye platform & accessed via the Wildeye Remote Monitoring App | Yes | No | Not Required | Partially Eligible Bundle | Itemised component breakdown required and must be provided when the claim is lodged, in accordance with the Grant Opportunity Guidelines. Funding will only be assessed against eligible components. | Standard Wildeye logger High gain antenna Air temperature sensor Rain gauge
3675 | 1475339 | Alpha Group Consulting Unit Trust | Sentek 90cm D&D Moisture Probe added to WS | 2365 | A 90cm + 10cm Sentek Drill & Drop soil moisture probe can be added to an existing telemetry unit, whether it be a Leak Detection unit, tank sensor or weaterh station. Data is then accessed through the Wildeye Remote Monitoring App | No | No | Not Required | Eligible | Eligible for rebate funding. | N/A
3771 | 1475339 | Alpha Group Consulting Unit Trust | Sentek 120cm Triscan Drill & Drop - 01270 | 2225 | The Sentek 30cm Drill & Drop probe 12 sensors for measurement of soil moisture, salinity and temperature | No | No | Not Required | Eligible | Eligible for rebate funding. | N/A
3677 | 1475339 | Alpha Group Consulting Unit Trust | AGC Basic Weather Station | 2195 | Standard Wildeye logger, solar panel & high gain antenna. Connected is an air temperature sensor. Primarily for frost detection. Data is sent via the 4G network to the wildeye platform & accessed via the Wildeye Remote Monitoring App | Yes | No | Not Required | Partially Eligible Bundle | Itemised component breakdown required and must be provided when the claim is lodged, in accordance with the Grant Opportunity Guidelines. Funding will only be assessed against eligible components. | Standard Wildeye logger High gain antenna Air temperature sensor
3766 | 1475339 | Alpha Group Consulting Unit Trust | Sentek 120cm Moist Drill & Drop - 01220 | 1840 | The Sentek 30cm Drill & Drop probe 12 sensors for measurement of soil moisture and temperature | No | No | Not Required | Eligible | Eligible for rebate funding. | N/A
3770 | 1475339 | Alpha Group Consulting Unit Trust | Sentek 90cm Triscan Drill & Drop - 00939 | 1810 | The Sentek 30cm Drill & Drop probe 9 sensors for measurement of soil moisture, salinity and temperature | No | No | Not Required | Eligible | Eligible for rebate funding. | N/A
3787 | 1475339 | Alpha Group Consulting Unit Trust | Sentek 90cm Drill and Drop RS232 Triscan Probe with 14 pin plug - 00929 | 1805 | The Sentek RS232 Drill & Drop probe is typicall paired with a "Compact DTU" or a "IOT" DTU to read soil moisture and temperature data | No | No | Not Required | Eligible | Eligible for rebate funding. | N/A
3765 | 1475339 | Alpha Group Consulting Unit Trust | Sentek 90cm Moist Drill & Drop - 00919 | 1475 | The Sentek 30cm Drill & Drop probe 9 sensors for measurement of soil moisture and temperature | No | No | Not Required | Eligible | Eligible for rebate funding. | N/A
3786 | 1475339 | Alpha Group Consulting Unit Trust | Sentek 90cm Drill and Drop RS232 Soil Moisture Probe with 14 pin plug - 00909 | 1470 | The Sentek RS232 Drill & Drop probe is typicall paired with a "Compact DTU" or a "IOT" DTU to read soil moisture and temperature data | No | No | Not Required | Eligible | Eligible for rebate funding. | N/A
3769 | 1475339 | Alpha Group Consulting Unit Trust | Sentek 60cm Triscan Drill & Drop - 00670 | 1390 | The Sentek 30cm Drill & Drop probe 6 sensors for measurement of soil moisture, salinity and temperature | No | No | Not Required | Eligible | Eligible for rebate funding. | N/A
3735 | 1475339 | Alpha Group Consulting Unit Trust | Tekbox SDI-12 Wind direction sensor (no holder) - WV01 | 1240 | Wind direction sensors can be purchased as an individual item | No | No | Not Required | Eligible | Eligible for rebate funding. | N/A
3734 | 1475339 | Alpha Group Consulting Unit Trust | Tekbox SDI-12 Wind speed sensor (no holder) - WS01 | 1240 | Wind speed sensors can be purchased as an individual item | No | No | Not Required | Eligible | Eligible for rebate funding. | N/A
3717 | 1475339 | Alpha Group Consulting Unit Trust | ICT Temp / RH (ACC-SEN-ATH - Atmos ATH-2S) (NO SHIELD) | 1150 | The SDI12 Air Temperature & Relative Humidity sensor connects to the Wildeye Logger. It connects into a Wildeye Logger and data is accessed via the Wildeye Remote Monitoring App | No | No | Not Required | Eligible | Eligible for rebate funding. | N/A
3764 | 1475339 | Alpha Group Consulting Unit Trust | Sentek 60cm Moist Drill & Drop - 00620 | 1110 | The Sentek 30cm Drill & Drop probe 6 sensors for measurement of soil moisture and temperature | No | No | Not Required | Eligible | Eligible for rebate funding. | N/A
3730 | 1475339 | Alpha Group Consulting Unit Trust | Rika Solar Radiation Sensor - RK200-04 - SDI-12 300 – 1100nm 0-1500W/m2 | 1015 | Solar radiation sensors can be added to weather stations to provide the extra parameter required for ETO calculations | No | No | Not Required | Eligible | Eligible for rebate funding. | N/A
3688 | 1475339 | Alpha Group Consulting Unit Trust | Rain Gauge - Hyquest (complete) | 935 | The high spec tipping bucket rain gauge can be connected to an existing Wildeye telemetry unit to remotely record rainfall. Data is then accessed via the Wildeye Remote Monitoring App | No | No | Not Required | Eligible | Eligible for rebate funding. | N/A
3768 | 1475339 | Alpha Group Consulting Unit Trust | Sentek 30cm Triscan Drill & Drop - 00370 | 930 | The Sentek 30cm Drill & Drop probe 3 sensors for measurement of soil moisture, salinity and temperature | No | No | Not Required | Eligible | Eligible for rebate funding. | N/A
3763 | 1475339 | Alpha Group Consulting Unit Trust | Sentek 30cm Moist Drill & Drop - 00320 | 750 | The Sentek 30cm Drill & Drop probe 3 sensors for measurement of soil moisture and temperature | No | No | Not Required | Eligible | Eligible for rebate funding. | N/A
3767 | 1475339 | Alpha Group Consulting Unit Trust | Sentek 10cm Triscan Drill & Drop - 00150 | 510 | The Sentek 10cm Drill & Drop probe allows for a single point measurement of soil moisture, salinity and temperature | No | No | Not Required | Eligible | Eligible for rebate funding. | N/A
3686 | 1475339 | Alpha Group Consulting Unit Trust | Rain Gauge - Davis (complete) | 455 | The tipping bucket rain gauge can be connected to an existing Wildeye telemetry unit to remotely record rainfall. Data is then accessed via the Wildeye Remote Monitoring App | No | No | Not Required | Eligible | Eligible for rebate funding. | N/A
3687 | 1475339 | Alpha Group Consulting Unit Trust | Rain Gauge - Pronamic (complete) | 435 | The slimline compact tipping bucket rain gauge can be connected to an existing Wildeye telemetry unit to remotely record rainfall. Data is then accessed via the Wildeye Remote Monitoring App | No | No | Not Required | Eligible | Eligible for rebate funding. | N/A
3736 | 1475339 | Alpha Group Consulting Unit Trust | Rain Gauge - Pronamic | 385 | The slimline compact tipping bucket rain gauge can be connected to an existing Wildeye telemetry unit to remotely record rainfall. This is just the rainbucket and needs wiring and mounting for use | No | No | Not Required | Eligible | Eligible for rebate funding. | N/A
3762 | 1475339 | Alpha Group Consulting Unit Trust | Sentek 10cm Moist Drill & Drop - 00100 | 380 | The Sentek 10cm Drill & Drop probe allows for a single point measurement of soil moisture and temperature | No | No | Not Required | Eligible | Eligible for rebate funding. | N/A
3731 | 1475339 | Alpha Group Consulting Unit Trust | Tekbox Rain Gauge Module | 360 | The RG module is the chip needed for the "Extra Pulse Counter Modules" | No | No | Not Required | Eligible | Eligible for rebate funding. | N/A
3718 | 1475339 | Alpha Group Consulting Unit Trust | ICT Radiation Shield (ACC-SHIELD-ATH - Atmos ATH-2S) | 275 | The radiation screen is used to provide "shielded" temperature readings for the "ACC-SEN-ATH" & "ACC-EXP-T.2" | No | No | Not Required | Eligible | Eligible for rebate funding. | N/A
3716 | 1475339 | Alpha Group Consulting Unit Trust | Temp Sensor (ACC-EXP-T.2) | 270 | The SDI12 Air Temperature sensor connects to the Wildeye Logger.Typically used as the temp sensor for the "Basic Weather Station". It connects into a Wildeye Logger and data is accessed via the Wildeye Remote Monitoring App | No | No | Not Required | Eligible | Eligible for rebate funding. | N/A
8270 | 1475238 | AxisTech Devices Pty Ltd | 10743 - C3+ Weather Station Kit | 4600 | C3+ module with a Davis Vantage Pro 2 weather station capable of evapotranspiration calculations and measures wind speed & direction, temperature, humidity, solar radiation & rain gauge. | Yes | Yes | Online Support and Manuals Provided | Eligible Bundle | Itemised component breakdown required and must be provided when the claim is lodged, in accordance with the Grant Opportunity Guidelines. | N/A
8271 | 1475238 | AxisTech Devices Pty Ltd | 10599 - C3+ 120cm Soil Probe Kit | 4400 | C3+ with Sentek 120cm Drill and Drop soil probe; measuring soil moisture and temperature. Kit includes: C3+ cell module, cellular antenna, enclosure and solar panel, Sentek soil probe with 16ft/5m cable. | Yes | Yes | Online Support and Manuals Provided | Partially Eligible Bundle | Itemised component breakdown required and must be provided when the claim is lodged, in accordance with the Grant Opportunity Guidelines. Funding will only be assessed against eligible components. | Cell module, antenna, probe
8272 | 1475238 | AxisTech Devices Pty Ltd | 10598 - C3+ 90cm Soil Probe Kit | 4100 | C3+ with Sentek 90cm Drill and Drop soil probe; measuring soil moisture and temperature. Kit includes: C3+ cell module, cellular antenna, enclosure and solar panel, Sentek soil probe with 16ft/5m cable. | Yes | Yes | Online Support and Manuals Provided | Partially Eligible Bundle | Itemised component breakdown required and must be provided when the claim is lodged, in accordance with the Grant Opportunity Guidelines. Funding will only be assessed against eligible components. | Cell module, antenna, probe
8273 | 1475238 | AxisTech Devices Pty Ltd | 10597 - C3+ 60cm Soil Probe Kit | 3800 | C3+ with Sentek 60cm Drill and Drop soil probe; measuring soil moisture and temperature. Kit includes: C3+ cell module, cellular antenna, enclosure and solar panel, Sentek soil probe with 16ft/5m cable. | Yes | Yes | Online Support and Manuals Provided | Partially Eligible Bundle | Itemised component breakdown required and must be provided when the claim is lodged, in accordance with the Grant Opportunity Guidelines. Funding will only be assessed against eligible components. | Cell module, antenna, probe
8152 | 1475238 | AxisTech Devices Pty Ltd | AXT-WS-C42-A25 — Ultrasonic weather station plus UV & Rad | 3760 | Cellular - Ultrasonic weather station plus UV & Rad | Yes | No | Online Support and Manuals Provided | Eligible | Eligible for rebate funding. | N/A
8157 | 1475238 | AxisTech Devices Pty Ltd | AXT-WS-W95-A25 — Ultrasonic weather station plus UV & Rad | 3660 | WiFi - Ultrasonic weather station plus UV & Rad | Yes | No | Online Support and Manuals Provided | Eligible | Eligible for rebate funding. | N/A
8162 | 1475238 | AxisTech Devices Pty Ltd | AXT-SP-C52-ST12T — AxisTech TriScan Soil Probe 1200mm | 3555 | Cellular - AxisTech TriScan Soil Probe 1200mm | Yes | No | Online Support and Manuals Provided | Eligible | Eligible for rebate funding. | N/A
8274 | 1475238 | AxisTech Devices Pty Ltd | 10596 - C3+ 30cm Soil Probe Kit | 3500 | C3+ with Sentek 30cm Drill and Drop soil probe; measuring soil moisture and temperature. Kit includes: C3+ cell module, cellular antenna, enclosure and solar panel, Sentek soil probe with 16ft/5m cable. | Yes | Yes | Online Support and Manuals Provided | Partially Eligible Bundle | Itemised component breakdown required and must be provided when the claim is lodged, in accordance with the Grant Opportunity Guidelines. Funding will only be assessed against eligible components. | Cell module, antenna, probe
8275 | 1475238 | AxisTech Devices Pty Ltd | 10730 - Solo+ Soil Moisture 120cm Bundle, Standalone | 3500 | Solo+ with Sentek 120cm Drill and Drop soil probe; measuring soil moisture and temperature. Bundle includes: Solo+ cell telemetry, cellular antenna, solar panel and Sentek soil probe with 16ft/5m cable. Does not include Sentek installation kit, auger or user supplied mounting pole. | Yes | Yes | Online Support and Manuals Provided | Partially Eligible Bundle | Itemised component breakdown required and must be provided when the claim is lodged, in accordance with the Grant Opportunity Guidelines. Funding will only be assessed against eligible components. | Telemetry, antenna, probe
8170 | 1475238 | AxisTech Devices Pty Ltd | AXT-SP-W85-ST12T — AxisTech TriScan Soil Probe 1200mm | 3480 | WiFi - AxisTech TriScan Soil Probe 1200mm | Yes | No | Online Support and Manuals Provided | Eligible | Eligible for rebate funding. | N/A
8150 | 1475238 | AxisTech Devices Pty Ltd | AXT-WS-C42-A24A — Ultrasonic weather station plus UV | 3400 | Cellular - Ultrasonic weather station plus UV | Yes | No | Online Support and Manuals Provided | Eligible | Eligible for rebate funding. | N/A
8151 | 1475238 | AxisTech Devices Pty Ltd | AXT-WS-C42-A24B — Ultrasonic weather station plus Rad | 3350 | Cellular - Ultrasonic weather station plus Rad | Yes | No | Online Support and Manuals Provided | Eligible | Eligible for rebate funding. | N/A
8155 | 1475238 | AxisTech Devices Pty Ltd | AXT-WS-W95-A24A — Ultrasonic weather station plus UV | 3350 | WiFi - Ultrasonic weather station plus UV | Yes | No | Online Support and Manuals Provided | Eligible | Eligible for rebate funding. | N/A
8156 | 1475238 | AxisTech Devices Pty Ltd | AXT-WS-W95-A25B — Ultrasonic weather station plus Rad | 3250 | WiFi - Ultrasonic weather station plus Rad | Yes | No | Online Support and Manuals Provided | Eligible | Eligible for rebate funding. | N/A
8276 | 1475238 | AxisTech Devices Pty Ltd | 10729 - Solo+ Soil Moisture 90cm Bundle, Standalone | 3200 | Solo+ with Sentek 90cm Drill and Drop soil probe; measuring soil moisture and temperature. Bundle includes: Solo+ cell telemetry, cellular antenna, solar panel and Sentek soil probe with 16ft/5m cable. Does not include Sentek installation kit, auger or user supplied mounting pole. | Yes | Yes | Online Support and Manuals Provided | Partially Eligible Bundle | Itemised component breakdown required and must be provided when the claim is lodged, in accordance with the Grant Opportunity Guidelines. Funding will only be assessed against eligible components. | Telemetry, antenna, probe
8166 | 1475238 | AxisTech Devices Pty Ltd | AXT-SP-C52-ST12D — AxisTech Dual Scan Soil Probe 1200mm | 3095 | Cellular - AxisTech Dual Scan Soil Probe 1200mm | Yes | No | Online Support and Manuals Provided | Eligible | Eligible for rebate funding. | N/A
8161 | 1475238 | AxisTech Devices Pty Ltd | AXT-SP-C52-ST9T — AxisTech TriScan Soil Probe 900mm | 3055 | Cellular - AxisTech TriScan Soil Probe 900mm | Yes | No | Online Support and Manuals Provided | Eligible | Eligible for rebate funding. | N/A
8174 | 1475238 | AxisTech Devices Pty Ltd | AXT-SP-W85-ST12D — AxisTech Dual Scan Soil Probe 1200mm | 3020 | WiFi - AxisTech Dual Scan Soil Probe 1200mm | Yes | No | Online Support and Manuals Provided | Eligible | Eligible for rebate funding. | N/A
8169 | 1475238 | AxisTech Devices Pty Ltd | AXT-SP-W85-ST9T — AxisTech TriScan Soil Probe 900mm | 2980 | WiFi - AxisTech TriScan Soil Probe 900mm | Yes | No | Online Support and Manuals Provided | Eligible | Eligible for rebate funding. | N/A
8277 | 1475238 | AxisTech Devices Pty Ltd | 10728 - Solo+ Soil Moisture 60cm Bundle, Standalone | 2900 | Solo+ with Sentek 60cm Drill and Drop soil probe; measuring soil moisture and temperature. Bundle includes: Solo+ cell telemetry, cellular antenna, solar panel and Sentek soil probe with 16ft/5m cable. Does not include Sentek installation kit, auger or user supplied mounting pole. | Yes | Yes | Online Support and Manuals Provided | Partially Eligible Bundle | Itemised component breakdown required and must be provided when the claim is lodged, in accordance with the Grant Opportunity Guidelines. Funding will only be assessed against eligible components. | Telemetry, antenna, probe
8195 | 1475238 | AxisTech Devices Pty Ltd | AXT-GS-C66-GAS — Gas Sensor - Odour levels, Co2, NH3,CH4, CO, CO2, Temp, Humid | 2800 | Cellular - Gas Sensor - Odour levels, Co2, NH3,CH4, CO, CO2, Temp, Humid | Yes | No | Online Support and Manuals Provided | Eligible | Eligible for rebate funding. | N/A
8165 | 1475238 | AxisTech Devices Pty Ltd | AXT-SP-C52-ST9D — AxisTech Dual Scan Soil Probe 900mm | 2660 | Cellular - AxisTech Dual Scan Soil Probe 900mm | Yes | No | Online Support and Manuals Provided | Eligible | Eligible for rebate funding. | N/A
8186 | 1475238 | AxisTech Devices Pty Ltd | AXT-WM-C42-W55 — Water Flowmeter - Hunter HC Flow 50mm | 2650 | Cellular - Water Flowmeter - Hunter HC Flow 50mm | Yes | No | Online Support and Manuals Provided | Eligible | Eligible for rebate funding. | N/A
8278 | 1475238 | AxisTech Devices Pty Ltd | 10726 - Solo+ Soil Moisture 30cm Bundle, Standalone | 2600 | Solo+ with Sentek 30cm Drill and Drop soil probe; measuring soil moisture and temperature. Bundle includes: Solo+ cell telemetry, cellular antenna, solar panel and Sentek soil probe with 16ft/5m cable. Does not include Sentek installation kit, auger or user supplied mounting pole. | Yes | Yes | Online Support and Manuals Provided | Partially Eligible Bundle | Itemised component breakdown required and must be provided when the claim is lodged, in accordance with the Grant Opportunity Guidelines. Funding will only be assessed against eligible components. | Telemetry, antenna, probe
8173 | 1475238 | AxisTech Devices Pty Ltd | AXT-SP-W85-ST9D — AxisTech Dual Scan Soil Probe 900mm | 2580 | WiFi - AxisTech Dual Scan Soil Probe 900mm | Yes | No | Online Support and Manuals Provided | Eligible | Eligible for rebate funding. | N/A
8160 | 1475238 | AxisTech Devices Pty Ltd | AXT-SP-C52-ST6T — AxisTech TriScan Soil Probe 600mm | 2555 | Cellular - AxisTech TriScan Soil Probe 600mm | Yes | No | Online Support and Manuals Provided | Eligible | Eligible for rebate funding. | N/A
8149 | 1475238 | AxisTech Devices Pty Ltd | AXT-WS-C42-A23 — Ultrasonic weather station | 2550 | Cellular - Ultrasonic weather station | Yes | No | Online Support and Manuals Provided | Eligible | Eligible for rebate funding. | N/A
8190 | 1475238 | AxisTech Devices Pty Ltd | AXT-WM-W21-W55 — Water Flowmeter - Hunter HC Flow 50mm | 2550 | WiFi - Water Flowmeter - Hunter HC Flow 50mm | Yes | No | Online Support and Manuals Provided | Eligible | Eligible for rebate funding. | N/A
8196 | 1475238 | AxisTech Devices Pty Ltd | AXT-GS-W66-GAS — Gas Sensor - Odour levels, Co2, NH3,CH4, CO, CO2, Temp, Humid | 2500 | WiFi - Gas Sensor - Odour levels, Co2, NH3,CH4, CO, CO2, Temp, Humid | Yes | No | Online Support and Manuals Provided | Eligible | Eligible for rebate funding. | N/A
8168 | 1475238 | AxisTech Devices Pty Ltd | AXT-SP-W85-ST6T — AxisTech TriScan Soil Probe 600mm | 2470 | WiFi - AxisTech TriScan Soil Probe 600mm | Yes | No | Online Support and Manuals Provided | Eligible | Eligible for rebate funding. | N/A
8154 | 1475238 | AxisTech Devices Pty Ltd | AXT-WS-W95-A23 — Ultrasonic weather station | 2450 | WiFi - Ultrasonic weather station | Yes | No | Online Support and Manuals Provided | Eligible | Eligible for rebate funding. | N/A
8284 | 1475238 | AxisTech Devices Pty Ltd | 10414 - Sentek - Drill & Drop, 120 cm TriSCAN, SDI-12 | 2300 | Sentek 120cm Drill and Drop TriSCAN, SDI-12 soil probe that measures soil moisture and temperature with 12 sensors along the length of the probe. One every 4”/10cm, starting at 2”/5cm. | Yes | Yes | Online Support and Manuals Provided | Eligible | Eligible for rebate funding. | N/A
8164 | 1475238 | AxisTech Devices Pty Ltd | AXT-SP-C52-ST6D — AxisTech Dual Scan Soil Probe 600mm | 2240 | Cellular - AxisTech Dual Scan Soil Probe 600mm | Yes | No | Online Support and Manuals Provided | Eligible | Eligible for rebate funding. | N/A
8172 | 1475238 | AxisTech Devices Pty Ltd | AXT-SP-W85-ST6D — AxisTech Dual Scan Soil Probe 600mm | 2155 | WiFi - AxisTech Dual Scan Soil Probe 600mm | Yes | No | Online Support and Manuals Provided | Eligible | Eligible for rebate funding. | N/A
8279 | 1475238 | AxisTech Devices Pty Ltd | 01727 - Davis Vantage Pro 2 Weather Station C3 Add-on Pack | 2000 | Davis Vantage Pro 2 weather station with enhanced temp, humidity, solar sensor, fan. ET capable. Solar, wind speed & direction, temperature, humidity, solar radiation & rain gauge. Includes Davis and C3 (6m) adapter cable | Yes | Yes | Online Support and Manuals Provided | Eligible | Eligible for rebate funding. | N/A
8159 | 1475238 | AxisTech Devices Pty Ltd | AXT-SP-C52-ST3T — AxisTech TriScan Soil Probe 300mm | 1995 | Cellular - AxisTech TriScan Soil Probe 300mm | Yes | No | Online Support and Manuals Provided | Eligible | Eligible for rebate funding. | N/A
8167 | 1475238 | AxisTech Devices Pty Ltd | AXT-SP-W85-ST3T — AxisTech TriScan Soil Probe 300mm | 1925 | WiFi - AxisTech TriScan Soil Probe 300mm | Yes | No | Online Support and Manuals Provided | Eligible | Eligible for rebate funding. | N/A
8285 | 1475238 | AxisTech Devices Pty Ltd | 10413 - Sentek - Drill & Drop, 90 cm TriSCAN, SDI-12 | 1900 | Sentek 90cm Drill and Drop TriSCAN, SDI-12 soil probe that measures soil moisture and temperature with 12 sensors along the length of the probe. One every 4”/10cm, starting at 2”/5cm. | Yes | Yes | Online Support and Manuals Provided | Eligible | Eligible for rebate funding. | N/A
8163 | 1475238 | AxisTech Devices Pty Ltd | AXT-SP-C52-ST3D — AxisTech Dual Scan Soil Probe 300mm | 1790 | Cellular - AxisTech Dual Scan Soil Probe 300mm | Yes | No | Online Support and Manuals Provided | Eligible | Eligible for rebate funding. | N/A
8171 | 1475238 | AxisTech Devices Pty Ltd | AXT-SP-W85-ST3D — AxisTech Dual Scan Soil Probe 300mm | 1705 | WiFi - AxisTech Dual Scan Soil Probe 300mm | Yes | No | Online Support and Manuals Provided | Eligible | Eligible for rebate funding. | N/A
8185 | 1475238 | AxisTech Devices Pty Ltd | AXT-WM-C42-W54 — Water Flowmeter - Hunter HC Flow 25mm | 1700 | Cellular - Water Flowmeter - Hunter HC Flow 25mm | Yes | No | Online Support and Manuals Provided | Eligible | Eligible for rebate funding. | N/A
8280 | 1475238 | AxisTech Devices Pty Ltd | 10617 - Sentek Drill & Drop 120cm / 48" Probe | 1700 | Sentek 120cm Drill and Drop soil probe that measures soil moisture and temperature with 12 sensors along the length of the probe. One every 4”/10cm, starting at 2”/5cm. | Yes | Yes | Online Support and Manuals Provided | Eligible | Eligible for rebate funding. | N/A
8184 | 1475238 | AxisTech Devices Pty Ltd | AXT-WM-C42-W53 — Water Flowmeter - Hunter HC Flow 20mm | 1600 | Cellular - Water Flowmeter - Hunter HC Flow 20mm | Yes | No | Online Support and Manuals Provided | Eligible | Eligible for rebate funding. | N/A
8189 | 1475238 | AxisTech Devices Pty Ltd | AXT-WM-W21-W54 — Water Flowmeter - Hunter HC Flow 25mm | 1600 | WiFi - Water Flowmeter - Hunter HC Flow 25mm | Yes | No | Online Support and Manuals Provided | Eligible | Eligible for rebate funding. | N/A
8188 | 1475238 | AxisTech Devices Pty Ltd | AXT-WM-W21-W53 — Water Flowmeter - Hunter HC Flow 20mm | 1500 | WiFi - Water Flowmeter - Hunter HC Flow 20mm | Yes | No | Online Support and Manuals Provided | Eligible | Eligible for rebate funding. | N/A
8182 | 1475238 | AxisTech Devices Pty Ltd | AXT-SP-SMINI-TR — Triple Mini Soil Probe - Soil Moisture, Temperature & EC | 1480 | Cellular - Triple Mini Soil Probe - Soil Moisture, Temperature & EC | Yes | No | Online Support and Manuals Provided | Eligible | Eligible for rebate funding. | N/A
8193 | 1475238 | AxisTech Devices Pty Ltd | AXT-DT-C65-P82 — AxisTech Dust sensor. PM1, PM2.5, PM10. | 1450 | Cellular - AxisTech Dust sensor. PM1, PM2.5, PM10. | Yes | No | Online Support and Manuals Provided | Eligible | Eligible for rebate funding. | N/A
8281 | 1475238 | AxisTech Devices Pty Ltd | 10616 - Sentek Drill & Drop 90cm / 36" Probe | 1400 | Sentek 90cm Drill and Drop soil probe that measures soil moisture and temperature with 12 sensors along the length of the probe. One every 4”/10cm, starting at 2”/5cm. | Yes | Yes | Online Support and Manuals Provided | Eligible | Eligible for rebate funding. | N/A
8286 | 1475238 | AxisTech Devices Pty Ltd | 10412 - Sentek - Drill & Drop, 60 cm TriSCAN, SDI-12 | 1400 | Sentek 60cm Drill and Drop TriSCAN, SDI-12 soil probe that measures soil moisture and temperature with 12 sensors along the length of the probe. One every 4”/10cm, starting at 2”/5cm. | Yes | Yes | Online Support and Manuals Provided | Eligible | Eligible for rebate funding. | N/A
8288 | 1475238 | AxisTech Devices Pty Ltd | 10447 - Water Meter with Pulse Output 8"/200mm [1000L] | 1400 | Water Meter with Pulse Output 8"/200mm [1000L] | Yes | Yes | Online Support and Manuals Provided | Eligible | Eligible for rebate funding. | N/A
8289 | 1475238 | AxisTech Devices Pty Ltd | 10448 - Water Meter with Pulse Output 8"/200mm [10000L] | 1400 | Water Meter with Pulse Output 8"/200mm [10000L] | Yes | Yes | Online Support and Manuals Provided | Eligible | Eligible for rebate funding. | N/A
8194 | 1475238 | AxisTech Devices Pty Ltd | AXT-DT-W65-P84 — AxisTech Dust sensor. PM1, PM2.5, PM10. | 1350 | WiFi - AxisTech Dust sensor. PM1, PM2.5, PM10. | Yes | No | Online Support and Manuals Provided | Eligible | Eligible for rebate funding. | N/A
8153 | 1475238 | AxisTech Devices Pty Ltd | AXT-WS-C42-A26 — Stand alone rain gauge | 1290 | Cellular - Stand alone rain gauge | Yes | No | Online Support and Manuals Provided | Eligible | Eligible for rebate funding. | N/A
8181 | 1475238 | AxisTech Devices Pty Ltd | AXT-SP-SMINI-DL — Double Mini Soil Probe - Soil Moisture, Temperature & EC | 1280 | Cellular - Double Mini Soil Probe - Soil Moisture, Temperature & EC | Yes | No | Online Support and Manuals Provided | Eligible | Eligible for rebate funding. | N/A
8183 | 1475238 | AxisTech Devices Pty Ltd | AXT-WM-C42-W51 — Water pressure sensor 0-250 PSI | 1200 | Cellular - Water pressure sensor 0-250 PSI | Yes | No | Online Support and Manuals Provided | Eligible | Eligible for rebate funding. | N/A
8290 | 1475238 | AxisTech Devices Pty Ltd | 10444 - Water Meter with Pulse Output 6"/150mm [100L] | 1200 | Water Meter with Pulse Output 6"/150mm [100L] | Yes | Yes | Online Support and Manuals Provided | Eligible | Eligible for rebate funding. | N/A
8291 | 1475238 | AxisTech Devices Pty Ltd | 10445 - Water Meter with Pulse Output 6"/150mm [1000L] | 1200 | Water Meter with Pulse Output 6"/150mm [1000L] | Yes | Yes | Online Support and Manuals Provided | Eligible | Eligible for rebate funding. | N/A
8292 | 1475238 | AxisTech Devices Pty Ltd | 10446 - Water Meter with Pulse Output 6"/150mm [10000L] | 1200 | Water Meter with Pulse Output 6"/150mm [10000L] | Yes | Yes | Online Support and Manuals Provided | Eligible | Eligible for rebate funding. | N/A
8158 | 1475238 | AxisTech Devices Pty Ltd | AXT-WS-W95-A26 — Stand alone rain gauge | 1190 | WiFi - Stand alone rain gauge | Yes | No | Online Support and Manuals Provided | Eligible | Eligible for rebate funding. | N/A
8147 | 1475238 | AxisTech Devices Pty Ltd | AXT-WS-C52-TPH — Temperature, Humidity and Air Pressure Sensor | 1150 | Cellular - Temperature, Humidity and Air Pressure Sensor | Yes | No | Online Support and Manuals Provided | Eligible | Eligible for rebate funding. | N/A
8187 | 1475238 | AxisTech Devices Pty Ltd | AXT-WM-W21-W51 — Water pressure sensor 0-250 PSI | 1100 | WiFi - Water pressure sensor 0-250 PSI | Yes | No | Online Support and Manuals Provided | Eligible | Eligible for rebate funding. | N/A
8282 | 1475238 | AxisTech Devices Pty Ltd | 10615 - Sentek Drill & Drop 60cm / 24" Probe | 1100 | Sentek 60cm Drill and Drop soil probe that measures soil moisture and temperature with 12 sensors along the length of the probe. One every 4”/10cm, starting at 2”/5cm. | Yes | Yes | Online Support and Manuals Provided | Eligible | Eligible for rebate funding. | N/A
8180 | 1475238 | AxisTech Devices Pty Ltd | AXT-SP-SMINI-ST — Single Mini Soil Probe - Soil Moisture, Temperature & EC | 1080 | Cellular - Single Mini Soil Probe - Soil Moisture, Temperature & EC | Yes | No | Online Support and Manuals Provided | Eligible | Eligible for rebate funding. | N/A
8148 | 1475238 | AxisTech Devices Pty Ltd | AXT-WS-W85-TPH — Temperature, Humidity and Air Pressure Sensor | 1050 | WiFi - Temperature, Humidity and Air Pressure Sensor | Yes | No | Online Support and Manuals Provided | Eligible | Eligible for rebate funding. | N/A
8287 | 1475238 | AxisTech Devices Pty Ltd | 10411 - Sentek - Drill & Drop, 30 cm TriSCAN, SDI-12 | 1000 | Sentek 30cm Drill and Drop TriSCAN, SDI-12 soil probe that measures soil moisture and temperature with 12 sensors along the length of the probe. One every 4”/10cm, starting at 2”/5cm. | Yes | Yes | Online Support and Manuals Provided | Eligible | Eligible for rebate funding. | N/A
8298 | 1475238 | AxisTech Devices Pty Ltd | 10183 - Meter Atmos-14 RHT Microclimate Sensor | 1000 | Relative Humidity, Barometric Pressure, Air Temperature, and Vapor Pressure. Includes radiation shield and 5m bare ends cable. | Yes | Yes | Online Support and Manuals Provided | Eligible | Eligible for rebate funding. | N/A
8283 | 1475238 | AxisTech Devices Pty Ltd | 10614 - Sentek Drill & Drop 30cm / 12" Probe | 800 | Sentek 30cm Drill and Drop soil probe that measures soil moisture and temperature with 12 sensors along the length of the probe. One every 4”/10cm, starting at 2”/5cm. | Yes | Yes | Online Support and Manuals Provided | Eligible | Eligible for rebate funding. | N/A
8293 | 1475238 | AxisTech Devices Pty Ltd | 10442 - Water Meter with Pulse Output 4"/100mm [100L] | 800 | Water Meter with Pulse Output 4"/100mm [100L] | Yes | Yes | Online Support and Manuals Provided | Eligible | Eligible for rebate funding. | N/A
8294 | 1475238 | AxisTech Devices Pty Ltd | 10443 - Water Meter with Pulse Output 4"/100mm [1000L] | 800 | Water Meter with Pulse Output 4"/100mm [1000L] | Yes | Yes | Online Support and Manuals Provided | Eligible | Eligible for rebate funding. | N/A
8295 | 1475238 | AxisTech Devices Pty Ltd | 10438 - Water Meter with Pulse Output 3"/80mm [10L] | 700 | Water Meter with Pulse Output 3"/80mm [10L] | Yes | Yes | Online Support and Manuals Provided | Eligible | Eligible for rebate funding. | N/A
8191 | 1475238 | AxisTech Devices Pty Ltd | AXT-WW-C-T35 — HiLo Water Tank Level Monitor - Cellular | 699 | Cellular - Water Tank Level Monitor - Cellular | Yes | No | Online Support and Manuals Provided | Eligible | Eligible for rebate funding. | N/A
8296 | 1475238 | AxisTech Devices Pty Ltd | 10436 - Water Meter with Pulse Output 2"/50mm [10L] | 600 | Water Meter with Pulse Output 2"/50mm [10L] | Yes | Yes | Online Support and Manuals Provided | Eligible | Eligible for rebate funding. | N/A
8297 | 1475238 | AxisTech Devices Pty Ltd | 10437 - Water Meter with Pulse Output 2"/50mm [100L] | 600 | Water Meter with Pulse Output 2"/50mm [100L] | Yes | Yes | Online Support and Manuals Provided | Eligible | Eligible for rebate funding. | N/A
8192 | 1475238 | AxisTech Devices Pty Ltd | AXT-WW-X-T35 — HiLo Water Tank Level Monitor - WiFi | 499 | WiFi - Water Tank Level Monitor - WiFi | Yes | No | Online Support and Manuals Provided | Eligible | Eligible for rebate funding. | N/A
8299 | 1475238 | AxisTech Devices Pty Ltd | 00018 - Davis Tipping Bucket Rain Gauge | 350 | Davis Instruments rain gauge with 10m bare ended cable. Pole mount version | Yes | No | Online Support and Manuals Provided | Eligible | Eligible for rebate funding. | N/A
8300 | 1475238 | AxisTech Devices Pty Ltd | 01474 - 100 PSI Pressure Sensor, 5m cable | 250 | Pressure Sensor Transmitter, M12 (4-pin) conduit connection, measures air or fresh water, 0-100 PSI. Includes 5m cable. | Yes | No | Online Support and Manuals Provided | Eligible | Eligible for rebate funding. | N/A
12033 | 1475474 | B. & W. RURALPTYLIMITED | 05849 NB+ 5 BT probe (120cm TriSCAN) + 3 years IrriMAX Live + SIM Card/Data Plan for x3 years | 12145.36 | Sub-soil salinity and moisture network containing a Nexus Blue master base that reads five deep 120cm TriSCAN probes over Bluetooth. Dispatches records over cellular infrastructure. Packed with 3 years of mobile data and IrriMAX. | Yes | Yes, Training online, and via Sentek authorised dealers, and self-train via User Manuals | Yes, Training online, and via Sentek authorised dealers, and self-train via User Manuals | Partially Eligible Bundle | Itemised component breakdown required and must be provided when the claim is lodged, in accordance with the Grant Opportunity Guidelines. Funding will only be assessed against eligible components. | Nexus Blue unit, probe
12028 | 1475474 | B. & W. RURALPTYLIMITED | 05844 NB+ 5 BT probe (120cm Moist+Temp) + 3 years IrriMAX Live + SIM Card/Data Plan for x3 years | 10730.36 | Extensive agronomy data package that uses a high-performance Nexus Blue gateway to track five 120cm moisture and temperature probes using Bluetooth. Transmits via cellular. Outfitted with 3 years of data and IrriMAX Live cloud. | Yes | Yes, Training online, and via Sentek authorised dealers, and self-train via User Manuals | Yes, Training online, and via Sentek authorised dealers, and self-train via User Manuals | Partially Eligible Bundle | Itemised component breakdown required and must be provided when the claim is lodged, in accordance with the Grant Opportunity Guidelines. Funding will only be assessed against eligible components. | Nexus Blue unit, probe
12023 | 1475474 | B. & W. RURALPTYLIMITED | 05839 NB+ 5 BT probe (90cm TriSCAN) + 3 years IrriMAX Live + SIM Card/Data Plan for x3 years | 10613.71 | Soil status enterprise setup featuring a Nexus Blue base gateway capturing multi-layer data from five 90cm TriSCAN probes over Bluetooth. Uses cellular networks to map fields. Packed with 3 years of data and IrriMAX Live cloud. | Yes | Yes, Training online, and via Sentek authorised dealers, and self-train via User Manuals | Yes, Training online, and via Sentek authorised dealers, and self-train via User Manuals | Partially Eligible Bundle | Itemised component breakdown required and must be provided when the claim is lodged, in accordance with the Grant Opportunity Guidelines. Funding will only be assessed against eligible components. | Nexus Blue unit, probe
11871 | 1475474 | B. & W. RURALPTYLIMITED | Vaisala Weather Transmitter | 10050 | Weather Station - connects to Telemetry Kit | Not intedend for self install | No | <not provided> | Eligible | Eligible for rebate funding. | N/A
12032 | 1475474 | B. & W. RURALPTYLIMITED | 05848 NB+ 4 BT probe (120cm TriSCAN) + 3 years IrriMAX Live + SIM Card/Data Plan for x3 years | 9986.29 | Broad ag-tech sensor kit featuring a cellular-enabled Nexus Blue unit that pairs with four deep 120cm TriSCAN soil probes via local Bluetooth. Broadcasts stats via cell towers. Includes a 3-year data subscription and IrriMAX. | Yes | Yes, Training online, and via Sentek authorised dealers, and self-train via User Manuals | Yes, Training online, and via Sentek authorised dealers, and self-train via User Manuals | Partially Eligible Bundle | Itemised component breakdown required and must be provided when the claim is lodged, in accordance with the Grant Opportunity Guidelines. Funding will only be assessed against eligible components. | Nexus Blue unit, probe
12018 | 1475474 | B. & W. RURALPTYLIMITED | 05834 NB+ 5 BT probe (90cm Moist+Temp) + 3 years IrriMAX Live + SIM Card/Data Plan for x3 years | 9392.43 | Enterprise monitoring array consisting of a Nexus Blue cell transmitter matching five deep 90cm moisture and temperature probes via Bluetooth. Directs data via cellular links. Bundled with a 3-year data plan and IrriMAX Live. | Yes | Yes, Training online, and via Sentek authorised dealers, and self-train via User Manuals | Yes, Training online, and via Sentek authorised dealers, and self-train via User Manuals | Partially Eligible Bundle | Itemised component breakdown required and must be provided when the claim is lodged, in accordance with the Grant Opportunity Guidelines. Funding will only be assessed against eligible components. | Nexus Blue unit, probe
12013 | 1475474 | B. & W. RURALPTYLIMITED | 05829 NB+ 5 BT probe (60cm TriSCAN) + 3 years IrriMAX Live + SIM Card/Data Plan for x3 years | 9078.93 | Extended salinity and moisture tracking network comprising a Nexus Blue unit commanding five 60cm TriSCAN probes via Bluetooth. Outloads data through cellular networks. Packaged with a 3-year cell plan and IrriMAX Live software. | Yes | Yes, Training online, and via Sentek authorised dealers, and self-train via User Manuals | Yes, Training online, and via Sentek authorised dealers, and self-train via User Manuals | Partially Eligible Bundle | Itemised component breakdown required and must be provided when the claim is lodged, in accordance with the Grant Opportunity Guidelines. Funding will only be assessed against eligible components. | Nexus Blue unit, probe
12027 | 1475474 | B. & W. RURALPTYLIMITED | 05843 NB+ 4 BT probe (120cm Moist+Temp) + 3 years IrriMAX Live + SIM Card/Data Plan for x3 years | 8854.29 | Multi-depth smart farming setup involving a Nexus Blue terminal that accesses four deep 120cm moisture and temp probes using Bluetooth. Uses internal cellular gear to broadcast. Packed with a 3-year data plan and IrriMAX Live. | Yes | Yes, Training online, and via Sentek authorised dealers, and self-train via User Manuals | Yes, Training online, and via Sentek authorised dealers, and self-train via User Manuals | Partially Eligible Bundle | Itemised component breakdown required and must be provided when the claim is lodged, in accordance with the Grant Opportunity Guidelines. Funding will only be assessed against eligible components. | Nexus Blue unit, probe
12022 | 1475474 | B. & W. RURALPTYLIMITED | 05838 NB+ 4 BT probe (90cm TriSCAN) + 3 years IrriMAX Live + SIM Card/Data Plan for x3 years | 8760.97 | Connected ag monitoring tool featuring a single Nexus Blue logging hub collecting files from four 90cm TriSCAN probes via Bluetooth. Relays stats over cellular network. Includes 3 years of data and IrriMAX Live software. | Yes | Yes, Training online, and via Sentek authorised dealers, and self-train via User Manuals | Yes, Training online, and via Sentek authorised dealers, and self-train via User Manuals | Partially Eligible Bundle | Itemised component breakdown required and must be provided when the claim is lodged, in accordance with the Grant Opportunity Guidelines. Funding will only be assessed against eligible components. | Nexus Blue unit, probe
12008 | 1475474 | B. & W. RURALPTYLIMITED | 05824 NB+ 5 BT probe (60cm Moist+Temp) + 3 years IrriMAX Live + SIM Card/Data Plan for x3 years | 8052.21 | Extended ag-tech package incorporating a central Nexus Blue base talking to five 60cm moisture and temperature probes via Bluetooth. Dispatches profiles via cellular networks. Includes 3 years of data tracking and IrriMAX Live. | Yes | Yes, Training online, and via Sentek authorised dealers, and self-train via User Manuals | Yes, Training online, and via Sentek authorised dealers, and self-train via User Manuals | Partially Eligible Bundle | Itemised component breakdown required and must be provided when the claim is lodged, in accordance with the Grant Opportunity Guidelines. Funding will only be assessed against eligible components. | Nexus Blue unit, probe
12031 | 1475474 | B. & W. RURALPTYLIMITED | 05847 NB+ 3 BT probe (120cm TriSCAN) + 3 years IrriMAX Live + SIM Card/Data Plan for x3 years | 7827.21 | Deep-well agronomic network kit featuring a central Nexus Blue logging hub collecting data from three 120cm TriSCAN soil profile probes over Bluetooth. Forwards updates via cellular technology. Packaged with 3 years of SIM data. | Yes | Yes, Training online, and via Sentek authorised dealers, and self-train via User Manuals | Yes, Training online, and via Sentek authorised dealers, and self-train via User Manuals | Partially Eligible Bundle | Itemised component breakdown required and must be provided when the claim is lodged, in accordance with the Grant Opportunity Guidelines. Funding will only be assessed against eligible components. | Nexus Blue unit, probe
12017 | 1475474 | B. & W. RURALPTYLIMITED | 05833 NB+ 4 BT probe (90cm Moist+Temp) + 3 years IrriMAX Live + SIM Card/Data Plan for x3 years | 7783.94 | Deep sensor crop network combining a main Nexus Blue receiver connected via Bluetooth to four deep 90cm moisture and temperature probes. Reports via cellular modules. Outfitted with 3 years of SIM data and IrriMAX Live access. | Yes | Yes, Training online, and via Sentek authorised dealers, and self-train via User Manuals | Yes, Training online, and via Sentek authorised dealers, and self-train via User Manuals | Partially Eligible Bundle | Itemised component breakdown required and must be provided when the claim is lodged, in accordance with the Grant Opportunity Guidelines. Funding will only be assessed against eligible components. | Nexus Blue unit, probe
12012 | 1475474 | B. & W. RURALPTYLIMITED | 05828 NB+ 4 BT probe (60cm TriSCAN) + 3 years IrriMAX Live + SIM Card/Data Plan for x3 years | 7533.14 | Advanced instrumentation bundle featuring a Nexus Blue system tracking four 60cm TriSCAN soil probes via local Bluetooth. Provides off-grid cellular reporting. Includes 3 years of SIM data transmission and IrriMAX Live access. | Yes | Yes, Training online, and via Sentek authorised dealers, and self-train via User Manuals | Yes, Training online, and via Sentek authorised dealers, and self-train via User Manuals | Partially Eligible Bundle | Itemised component breakdown required and must be provided when the claim is lodged, in accordance with the Grant Opportunity Guidelines. Funding will only be assessed against eligible components. | Nexus Blue unit, probe
11870 | 1475474 | B. & W. RURALPTYLIMITED | ATMOS 41 Gen 2 all-in-one weather station including bird guard, SDI-12 output, 5m cable | 7500 | Weather Station - connects to Telemetry Kit | Not intedend for self install | No | <not provided> | Eligible | Eligible for rebate funding. | N/A
12003 | 1475474 | B. & W. RURALPTYLIMITED | 05819 NB+ 5 BT probe (30cm TriSCAN) + 3 years IrriMAX Live + SIM Card/Data Plan for x3 years | 7416.21 | Soil data network containing a central Nexus Blue gateway utilizing Bluetooth to capture metrics from five 30cm TriSCAN probes. Uploads via cellular telemetry. Includes a 3-year data plan and 3-year IrriMAX Live subscription. | Yes | Yes, Training online, and via Sentek authorised dealers, and self-train via User Manuals | Yes, Training online, and via Sentek authorised dealers, and self-train via User Manuals | Partially Eligible Bundle | Itemised component breakdown required and must be provided when the claim is lodged, in accordance with the Grant Opportunity Guidelines. Funding will only be assessed against eligible components. | Nexus Blue unit, probe
12026 | 1475474 | B. & W. RURALPTYLIMITED | 05842 NB+ 3 BT probe (120cm Moist+Temp) + 3 years IrriMAX Live + SIM Card/Data Plan for x3 years | 6978.21 | Deep root monitoring configuration linking a single Nexus Blue logger with three 120cm moisture and temperature probes over Bluetooth. Dispatches fields via cell networks. Includes 3 years of SIM service and IrriMAX Live features. | Yes | Yes, Training online, and via Sentek authorised dealers, and self-train via User Manuals | Yes, Training online, and via Sentek authorised dealers, and self-train via User Manuals | Partially Eligible Bundle | Itemised component breakdown required and must be provided when the claim is lodged, in accordance with the Grant Opportunity Guidelines. Funding will only be assessed against eligible components. | Nexus Blue unit, probe
12021 | 1475474 | B. & W. RURALPTYLIMITED | 05837 NB+ 3 BT probe (90 TriSCAN) + 3 years IrriMAX Live + SIM Card/Data Plan for x3 years | 6908.23 | Multi-zone agronomic package featuring a high-capacity Nexus Blue logging node communicating with three 90cm TriSCAN probes via Bluetooth. Dispatches profiles via cellular networks. Bundled with a 3-year SIM data plan and IrriMAX. | Yes | Yes, Training online, and via Sentek authorised dealers, and self-train via User Manuals | Yes, Training online, and via Sentek authorised dealers, and self-train via User Manuals | Partially Eligible Bundle | Itemised component breakdown required and must be provided when the claim is lodged, in accordance with the Grant Opportunity Guidelines. Funding will only be assessed against eligible components. | Nexus Blue unit, probe
11998 | 1475474 | B. & W. RURALPTYLIMITED | 05814 NB+ 5 BT probe (30cm Moist+Temp) + 3 years IrriMAX Live + SIM Card/Data Plan for x3 years | 6734.79 | Farm network package using a Nexus Blue logger connecting up to five 30cm moisture and temp probes via Bluetooth. Uses global cellular data to report real-time field metrics. Includes 3 years of SIM data and IrriMAX Live. | Yes | Yes, Training online, and via Sentek authorised dealers, and self-train via User Manuals | Yes, Training online, and via Sentek authorised dealers, and self-train via User Manuals | Partially Eligible Bundle | Itemised component breakdown required and must be provided when the claim is lodged, in accordance with the Grant Opportunity Guidelines. Funding will only be assessed against eligible components. | Nexus Blue unit, probe
12007 | 1475474 | B. & W. RURALPTYLIMITED | 05823 NB+ 4 BT probe (60cm Moist+Temp) + 3 years IrriMAX Live + SIM Card/Data Plan for x3 years | 6711.77 | Smart agronomy package including a Nexus Blue hub that pulls soil files from four 60cm moisture and temp probes via local Bluetooth. Employs cellular tech for data streams. Contains a 3-year SIM data plan and IrriMAX Live license. | Yes | Yes, Training online, and via Sentek authorised dealers, and self-train via User Manuals | Yes, Training online, and via Sentek authorised dealers, and self-train via User Manuals | Partially Eligible Bundle | Itemised component breakdown required and must be provided when the claim is lodged, in accordance with the Grant Opportunity Guidelines. Funding will only be assessed against eligible components. | Nexus Blue unit, probe
12002 | 1475474 | B. & W. RURALPTYLIMITED | 05818 NB+ 4 BT probe (30cm TriSCAN) + 3 years IrriMAX Live + SIM Card/Data Plan for x3 years | 6202.97 | Salinity and water tracking package featuring a Nexus Blue logger communicating via Bluetooth to four 30cm TriSCAN probes. Relays data via cellular hardware. Includes 3 years of active SIM data and 3 years of IrriMAX Live. | Yes | Yes, Training online, and via Sentek authorised dealers, and self-train via User Manuals | Yes, Training online, and via Sentek authorised dealers, and self-train via User Manuals | Partially Eligible Bundle | Itemised component breakdown required and must be provided when the claim is lodged, in accordance with the Grant Opportunity Guidelines. Funding will only be assessed against eligible components. | Nexus Blue unit, probe
12016 | 1475474 | B. & W. RURALPTYLIMITED | 05832 NB+ 3 BT probe (90cm Moist+Temp) + 3 years IrriMAX Live + SIM Card/Data Plan for x3 years | 6175.46 | Precision water monitoring package utilizing a Nexus Blue station to sync three 90cm moisture and temperature probes over Bluetooth. Broadcasts via cellular infrastructure. Accompanied by 3 years of SIM data and IrriMAX Live. | Yes | Yes, Training online, and via Sentek authorised dealers, and self-train via User Manuals | Yes, Training online, and via Sentek authorised dealers, and self-train via User Manuals | Partially Eligible Bundle | Itemised component breakdown required and must be provided when the claim is lodged, in accordance with the Grant Opportunity Guidelines. Funding will only be assessed against eligible components. | Nexus Blue unit, probe
12011 | 1475474 | B. & W. RURALPTYLIMITED | 05827 NB+ 3 BT probe (60cm TriSCAN) + 3 years IrriMAX Live + SIM Card/Data Plan for x3 years | 5987.36 | Field deployment set combining a central Nexus Blue base with three 60cm TriSCAN probes using short-range Bluetooth. Uplinks profiles via mobile cell tower technology. Packaged with 3 years of SIM data and IrriMAX Live access. | Yes | Yes, Training online, and via Sentek authorised dealers, and self-train via User Manuals | Yes, Training online, and via Sentek authorised dealers, and self-train via User Manuals | Partially Eligible Bundle | Itemised component breakdown required and must be provided when the claim is lodged, in accordance with the Grant Opportunity Guidelines. Funding will only be assessed against eligible components. | Nexus Blue unit, probe
12085 | 1475474 | B. & W. RURALPTYLIMITED | 04988 Sentek AWS 4G with Solar Rad + 120cm DD Fixed cable TriSCAN Probe+ 1 year IrriMAX & Data Plan | 5877.17 | Precision weather matrix: 4G cell Automated Weather Station (with Solar Rad) cabled to a long 120cm TriSCAN multi-sensor soil probe. Uploads logs via cellular tech. Packaged with 1 year of network data and IrriMAX. | Yes | Yes, Training online, and via Sentek authorised dealers, and self-train via User Manuals | Yes, Training online, and via Sentek authorised dealers, and self-train via User Manuals | Partially Eligible Bundle | Itemised component breakdown required and must be provided when the claim is lodged, in accordance with the Grant Opportunity Guidelines. Funding will only be assessed against eligible components. | Weather station, probe
12093 | 1475474 | B. & W. RURALPTYLIMITED | 04997 Sentek AWS WiFi with Solar Rad + 120cm DD Fixed cable TriSCAN Probe+ 1 year IrriMAX & Data Plan | 5687.17 | Premium subsoil climate setup utilizing a Wi-Fi Automated Weather Station with Solar Rad, cabled to a 120cm TriSCAN multi-sensor soil probe. Integrates into your farm Wi-Fi for continuous logging. Packaged with 1 year of data and IrriMAX. | Yes | Yes, Training online, and via Sentek authorised dealers, and self-train via User Manuals | Yes, Training online, and via Sentek authorised dealers, and self-train via User Manuals | Partially Eligible Bundle | Itemised component breakdown required and must be provided when the claim is lodged, in accordance with the Grant Opportunity Guidelines. Funding will only be assessed against eligible components. | Weather station, probe
12030 | 1475474 | B. & W. RURALPTYLIMITED | 05846 NB+ 2 BT probe (120cm TriSCAN) + 3 years IrriMAX Live + SIM Card/Data Plan for x3 years | 5668.14 | Soil moisture and salinity array comprising a single Nexus Blue terminal interfacing with two deep 120cm TriSCAN probes via Bluetooth. Cellular connection drops updates to dashboards. Bundled with a 3-year data plan and IrriMAX. | Yes | Yes, Training online, and via Sentek authorised dealers, and self-train via User Manuals | Yes, Training online, and via Sentek authorised dealers, and self-train via User Manuals | Partially Eligible Bundle | Itemised component breakdown required and must be provided when the claim is lodged, in accordance with the Grant Opportunity Guidelines. Funding will only be assessed against eligible components. | Nexus Blue unit, probe
11997 | 1475474 | B. & W. RURALPTYLIMITED | 05813 NB+ 4 BT probe (30cm Moist+Temp) + 3 years IrriMAX Live + SIM Card/Data Plan for x3 years | 5657.83 | Ag-tech multi-probe kit including one central Nexus Blue logger connected via Bluetooth to four 30cm moisture and temperature probes. Transmits via cellular networks. Includes a 3-year data plan and 3 years of IrriMAX Live. | Yes | Yes, Training online, and via Sentek authorised dealers, and self-train via User Manuals | Yes, Training online, and via Sentek authorised dealers, and self-train via User Manuals | Partially Eligible Bundle | Itemised component breakdown required and must be provided when the claim is lodged, in accordance with the Grant Opportunity Guidelines. Funding will only be assessed against eligible components. | Nexus Blue unit, probe
12081 | 1475474 | B. & W. RURALPTYLIMITED | 04984 Sentek AWS 4G with Solar Rad + 120cm DD Fixed cable Moisture Probe+ 1 year IrriMAX & Data Plan | 5566.17 | Environmental station: 4G cell Automated Weather Station (with Solar Radiation) linked to a 120cm Drill & Drop moisture probe. Feeds analytics via cell telemetry. Includes 1 year of network data and IrriMAX. | Yes | Yes, Training online, and via Sentek authorised dealers, and self-train via User Manuals | Yes, Training online, and via Sentek authorised dealers, and self-train via User Manuals | Partially Eligible Bundle | Itemised component breakdown required and must be provided when the claim is lodged, in accordance with the Grant Opportunity Guidelines. Funding will only be assessed against eligible components. | Weather station, probe
12084 | 1475474 | B. & W. RURALPTYLIMITED | 04987 Sentek AWS 4G with Solar Rad + 90cm DD Fixed cable TriSCAN Probe+ 1 year IrriMAX & Data Plan | 5540.17 | Ag climate package: 4G cell Automated Weather Station (with Solar Rad) wired to a deep 90cm TriSCAN Drill & Drop soil probe. Sends info through cellular networks. Packaged with a 1-year SIM contract and IrriMAX. | Yes | Yes, Training online, and via Sentek authorised dealers, and self-train via User Manuals | Yes, Training online, and via Sentek authorised dealers, and self-train via User Manuals | Partially Eligible Bundle | Itemised component breakdown required and must be provided when the claim is lodged, in accordance with the Grant Opportunity Guidelines. Funding will only be assessed against eligible components. | Weather station, probe
12089 | 1475474 | B. & W. RURALPTYLIMITED | 04993 Sentek AWS WiFi with Solar Rad + 120cm DD Fixed cable Moisture Probe+ 1 year IrriMAX & Data Plan | 5376.17 | Crop climate bundle deploying a Wi-Fi Automated Weather Station with Solar Radiation, wired to a 120cm Drill & Drop moisture probe. Transmits over native farm Wi-Fi. Includes a 1-year network data package and IrriMAX software tools. | Yes | Yes, Training online, and via Sentek authorised dealers, and self-train via User Manuals | Yes, Training online, and via Sentek authorised dealers, and self-train via User Manuals | Partially Eligible Bundle | Itemised component breakdown required and must be provided when the claim is lodged, in accordance with the Grant Opportunity Guidelines. Funding will only be assessed against eligible components. | Weather station, probe
12006 | 1475474 | B. & W. RURALPTYLIMITED | 05822 NB+ 3 BT probe (60cm Moist+Temp) + 3 years IrriMAX Live + SIM Card/Data Plan for x3 years | 5371.33 | Multi-site monitoring setup pairing a central Nexus Blue logger to three 60cm moisture and temp probes over Bluetooth. Relays insights over cellular networks. Includes 3 years of SIM data and 3 years of IrriMAX Live dashboard. | Yes | Yes, Training online, and via Sentek authorised dealers, and self-train via User Manuals | Yes, Training online, and via Sentek authorised dealers, and self-train via User Manuals | Partially Eligible Bundle | Itemised component breakdown required and must be provided when the claim is lodged, in accordance with the Grant Opportunity Guidelines. Funding will only be assessed against eligible components. | Nexus Blue unit, probe
12092 | 1475474 | B. & W. RURALPTYLIMITED | 04996 Sentek AWS WiFi with Solar Rad + 90cm DD Fixed cable TriSCAN Probe+ 1 year IrriMAX & Data Plan | 5350.17 | Advanced weather package deploying a Wi-Fi Automated Weather Station with Solar Rad and a deep 90cm TriSCAN Drill & Drop soil probe. Relays updates across the farm Wi-Fi framework. Outfitted with 1 year of data plan and IrriMAX web tools. | Yes | Yes, Training online, and via Sentek authorised dealers, and self-train via User Manuals | Yes, Training online, and via Sentek authorised dealers, and self-train via User Manuals | Partially Eligible Bundle | Itemised component breakdown required and must be provided when the claim is lodged, in accordance with the Grant Opportunity Guidelines. Funding will only be assessed against eligible components. | Weather station, probe
12080 | 1475474 | B. & W. RURALPTYLIMITED | 04983 Sentek AWS 4G with Solar Rad + 90cm DD Fixed cable Moisture Probe+ 1 year IrriMAX & Data Plan | 5271.17 | Micro-climate ag-tech bundle: 4G cell Automated Weather Station with Solar Radiation, wired to a deep 90cm Drill & Drop moisture and temp probe. Relays metrics via mobile networks. Includes 1-year data and IrriMAX. | Yes | Yes, Training online, and via Sentek authorised dealers, and self-train via User Manuals | Yes, Training online, and via Sentek authorised dealers, and self-train via User Manuals | Partially Eligible Bundle | Itemised component breakdown required and must be provided when the claim is lodged, in accordance with the Grant Opportunity Guidelines. Funding will only be assessed against eligible components. | Weather station, probe
12083 | 1475474 | B. & W. RURALPTYLIMITED | 04986 Sentek AWS 4G with Solar Rad + 60cm DD Fixed cable TriSCAN Probe+ 1 year IrriMAX & Data Plan | 5202.17 | Environment bundle: 4G cell Automated Weather Station (with Solar Rad) cabled to a 60cm TriSCAN Drill & Drop moisture/salinity probe. Dispatches files over cell networks. Includes a 1-year SIM data plan and IrriMAX. | Yes | Yes, Training online, and via Sentek authorised dealers, and self-train via User Manuals | Yes, Training online, and via Sentek authorised dealers, and self-train via User Manuals | Partially Eligible Bundle | Itemised component breakdown required and must be provided when the claim is lodged, in accordance with the Grant Opportunity Guidelines. Funding will only be assessed against eligible components. | Weather station, probe
12025 | 1475474 | B. & W. RURALPTYLIMITED | 05841 NB+ 2 BT probe (120cm Moist+Temp) + 3 years IrriMAX Live + SIM Card/Data Plan for x3 years | 5102.14 | Ag-tech sensor assembly utilizing a Nexus Blue cellular device communicating with two deep 120cm moisture and temperature probes via secure Bluetooth. Streams metrics via mobile cells. Complete with 3-year data plan and IrriMAX. | Yes | Yes, Training online, and via Sentek authorised dealers, and self-train via User Manuals | Yes, Training online, and via Sentek authorised dealers, and self-train via User Manuals | Partially Eligible Bundle | Itemised component breakdown required and must be provided when the claim is lodged, in accordance with the Grant Opportunity Guidelines. Funding will only be assessed against eligible components. | Nexus Blue unit, probe
12088 | 1475474 | B. & W. RURALPTYLIMITED | 04992 Sentek AWS WiFi with Solar Rad + 90cm DD Fixed cable Moisture Probe+ 1 year IrriMAX & Data Plan | 5081.17 | Smart ag environmental hub featuring a Wi-Fi Automated Weather Station with Solar Rad and a deep 90cm Drill & Drop moisture and temp probe. Connects via local farm Wi-Fi. Bundled with a 1-year data contract and full IrriMAX access. | Yes | Yes, Training online, and via Sentek authorised dealers, and self-train via User Manuals | Yes, Training online, and via Sentek authorised dealers, and self-train via User Manuals | Partially Eligible Bundle | Itemised component breakdown required and must be provided when the claim is lodged, in accordance with the Grant Opportunity Guidelines. Funding will only be assessed against eligible components. | Weather station, probe
12020 | 1475474 | B. & W. RURALPTYLIMITED | 05836 NB+ 2 BT probe (90cm TriSCAN) + 3 years IrriMAX Live + SIM Card/Data Plan for x3 years | 5055.49 | Connected soil intelligence deployment utilizing a Nexus Blue logger reading from two 90cm TriSCAN probes via Bluetooth. Pumps depth metrics via cellular pathways. Includes a 3-year data subscription and IrriMAX Live cloud access. | Yes | Yes, Training online, and via Sentek authorised dealers, and self-train via User Manuals | Yes, Training online, and via Sentek authorised dealers, and self-train via User Manuals | Partially Eligible Bundle | Itemised component breakdown required and must be provided when the claim is lodged, in accordance with the Grant Opportunity Guidelines. Funding will only be assessed against eligible components. | Nexus Blue unit, probe
12091 | 1475474 | B. & W. RURALPTYLIMITED | 04995 Sentek AWS WiFi with Solar Rad + 60cm DD Fixed cable TriSCAN Probe+ 1 year IrriMAX & Data Plan | 5012.17 | Wireless agronomy station combining a Wi-Fi Automated Weather Station and Solar Rad tracking with a 60cm TriSCAN Drill & Drop multi-sensor soil probe. Relays field tracking over farm Wi-Fi. Includes 1-year active data plan and IrriMAX. | Yes | Yes, Training online, and via Sentek authorised dealers, and self-train via User Manuals | Yes, Training online, and via Sentek authorised dealers, and self-train via User Manuals | Partially Eligible Bundle | Itemised component breakdown required and must be provided when the claim is lodged, in accordance with the Grant Opportunity Guidelines. Funding will only be assessed against eligible components. | Weather station, probe
12001 | 1475474 | B. & W. RURALPTYLIMITED | 05817 NB+ 3 BT probe (30cm TriSCAN) + 3 years IrriMAX Live + SIM Card/Data Plan for x3 years | 4989.73 | Ag-tech bundle including a central Nexus Blue logger linking three 30cm TriSCAN probes (water, salt, temp) via Bluetooth. Reports findings over cellular networks. Includes a 3-year SIM data plan and 3 years of IrriMAX Live. | Yes | Yes, Training online, and via Sentek authorised dealers, and self-train via User Manuals | Yes, Training online, and via Sentek authorised dealers, and self-train via User Manuals | Partially Eligible Bundle | Itemised component breakdown required and must be provided when the claim is lodged, in accordance with the Grant Opportunity Guidelines. Funding will only be assessed against eligible components. | Nexus Blue unit, probe
12079 | 1475474 | B. & W. RURALPTYLIMITED | 04982 Sentek AWS 4G with Solar Rad + 60cm DD Fixed cable Moisture Probe+ 1 year IrriMAX & Data Plan | 4989.28 | Farm environmental station combining a 4G cellular Automated Weather Station (including Solar Radiation) and a 60cm fixed-cable Drill & Drop soil moisture probe. Uploads files over cellular pathways. Contains 1 year of cellular SIM service and IrriMAX. | Yes | Yes, Training online, and via Sentek authorised dealers, and self-train via User Manuals | Yes, Training online, and via Sentek authorised dealers, and self-train via User Manuals | Partially Eligible Bundle | Itemised component breakdown required and must be provided when the claim is lodged, in accordance with the Grant Opportunity Guidelines. Funding will only be assessed against eligible components. | Weather station, probe
12082 | 1475474 | B. & W. RURALPTYLIMITED | 04985 Sentek AWS 4G with Solar Rad + 30cm DD Fixed cable TriSCAN Probe+ 1 year IrriMAX & Data Plan | 4834.3 | Automated Weather Station with Solar Radiation metrics, wired over fixed cable to a 30cm TriSCAN Drill & Drop probe for tracking moisture and salinity. Broadcasts over standard 4G cellular infrastructure. Outfitted with 1 year of cell plan and IrriMAX. | Yes | Yes, Training online, and via Sentek authorised dealers, and self-train via User Manuals | Yes, Training online, and via Sentek authorised dealers, and self-train via User Manuals | Partially Eligible Bundle | Itemised component breakdown required and must be provided when the claim is lodged, in accordance with the Grant Opportunity Guidelines. Funding will only be assessed against eligible components. | Weather station, probe
12061 | 1475474 | B. & W. RURALPTYLIMITED | 05871 Multi + 2 Probes (120cm TriSCAN) + 3 years IrriMAX Live + SIM Card/Data Plan for x3 years | 4825.93 | Broad multi-probe deep field system incorporating a powerful Multi gateway monitoring two 120cm TriSCAN soil profiling probes. Offloads real-time logs via integrated cellular hardware. Packaged with a 3-year cell plan and 3 years of IrriMAX Live. | Yes | Yes, Training online, and via Sentek authorised dealers, and self-train via User Manuals | Yes, Training online, and via Sentek authorised dealers, and self-train via User Manuals | Partially Eligible Bundle | Itemised component breakdown required and must be provided when the claim is lodged, in accordance with the Grant Opportunity Guidelines. Funding will only be assessed against eligible components. | Multi unit, probe
12067 | 1475474 | B. & W. RURALPTYLIMITED | 05877 Multi + 2 Probes (120cm TriSCAN) + Rain Gauge + Air Temp + 3 years IrriMAX Live + SIM Card/Data Plan for x3 years | 4825.93 | Premium farm matrix: high-tier Multi logger, two deep 120cm TriSCAN probes, rain gauge, and air temp sensor. Streams over mobile cell networks. Includes 3 years of SIM data and a 3-year IrriMAX Live license. | Yes | Yes, Training online, and via Sentek authorised dealers, and self-train via User Manuals | Yes, Training online, and via Sentek authorised dealers, and self-train via User Manuals | Partially Eligible Bundle | Itemised component breakdown required and must be provided when the claim is lodged, in accordance with the Grant Opportunity Guidelines. Funding will only be assessed against eligible components. | Multi unit, probe, rain gauge, air temperature sensors
12087 | 1475474 | B. & W. RURALPTYLIMITED | 04991 Sentek AWS WiFi with Solar Rad + 60cm DD Fixed cable Moisture Probe+ 1 year IrriMAX & Data Plan | 4799.28 | Connected farm climate station featuring a Wi-Fi Automated Weather Station with Solar Radiation, paired to a 60cm Drill & Drop moisture probe. Streams atmospheric and soil data via Wi-Fi. Includes 1-year data plan and IrriMAX software. | Yes | Yes, Training online, and via Sentek authorised dealers, and self-train via User Manuals | Yes, Training online, and via Sentek authorised dealers, and self-train via User Manuals | Partially Eligible Bundle | Itemised component breakdown required and must be provided when the claim is lodged, in accordance with the Grant Opportunity Guidelines. Funding will only be assessed against eligible components. | Weather station, probe
12078 | 1475474 | B. & W. RURALPTYLIMITED | 04981 Sentek AWS 4G with Solar Rad + 30cm DD Fixed cable Moisture Probe+ 1 year IrriMAX & Data Plan | 4684.67 | Premium Automated Weather Station (AWS) with Solar Radiation tracking, paired with a 30cm Drill & Drop moisture probe via fixed cable. Utilizes on-board 4G cellular telemetry to relay profiles. Outfitted with 1 year of data plan and IrriMAX software. | Yes | Yes, Training online, and via Sentek authorised dealers, and self-train via User Manuals | Yes, Training online, and via Sentek authorised dealers, and self-train via User Manuals | Partially Eligible Bundle | Itemised component breakdown required and must be provided when the claim is lodged, in accordance with the Grant Opportunity Guidelines. Funding will only be assessed against eligible components. | Weather station, probe
11963 | 1475474 | B. & W. RURALPTYLIMITED | Origo 6m Weather Station (XPS6M) - Rainfall, 3 x Temp & Humidity, Wind | 4673 | Origo's XPS-6M Weather Station is a compact, rugged station designed for local farm and regional monitoring. The unit is supplied ready for installation. Calculated values such as Delta-T and fire index are provided through the Origo.ag platform. | Yes | No | <not provided> | Eligible | Eligible for rebate funding. | N/A
12090 | 1475474 | B. & W. RURALPTYLIMITED | 04994 Sentek AWS WiFi with Solar Rad + 30cm DD Fixed cable TriSCAN Probe+ 1 year IrriMAX & Data Plan | 4644.3 | Integrated farm tracking set featuring a Wi-Fi Automated Weather Station with Solar Rad linked to a 30cm TriSCAN Drill & Drop moisture/salinity probe. Feeds metrics over local Wi-Fi. Packaged with a 1-year data plan and IrriMAX software. | Yes | Yes, Training online, and via Sentek authorised dealers, and self-train via User Manuals | Yes, Training online, and via Sentek authorised dealers, and self-train via User Manuals | Partially Eligible Bundle | Itemised component breakdown required and must be provided when the claim is lodged, in accordance with the Grant Opportunity Guidelines. Funding will only be assessed against eligible components. | Weather station, probe
12289 | 1475474 | B. & W. RURALPTYLIMITED | 10743 - C3+ Weather Station Kit | 4600 | C3+ module with a Davis Vantage Pro 2 weather station capable of evapotranspiration calculations and measures wind speed & direction, temperature, humidity, solar radiation & rain gauge. | Yes | Yes | Online Support | Eligible | Eligible for rebate funding. | N/A
11996 | 1475474 | B. & W. RURALPTYLIMITED | 05812 NB+ 3 BT probe (30cm Moist+Temp) + 3 years IrriMAX Live + SIM Card/Data Plan for x3 years | 4580.87 | Multi-sensor array using a Nexus Blue telemetry hub paired via Bluetooth with three 30cm moisture and temperature probes. Relays data over cellular networks. Includes a 3-year SIM data plan and 3-year IrriMAX Live access. | Yes | Yes, Training online, and via Sentek authorised dealers, and self-train via User Manuals | Yes, Training online, and via Sentek authorised dealers, and self-train via User Manuals | Partially Eligible Bundle | Itemised component breakdown required and must be provided when the claim is lodged, in accordance with the Grant Opportunity Guidelines. Funding will only be assessed against eligible components. | Nexus Blue unit, probe
12015 | 1475474 | B. & W. RURALPTYLIMITED | 05831 NB+ 2 BT probe (90cm Moist+Temp) + 3 years IrriMAX Live + SIM Card/Data Plan for x3 years | 4566.97 | Smart field kit leveraging a Nexus Blue master datalogger interfacing with two deep 90cm moisture and temperature probes via Bluetooth. Transmits via internal cellular gear. Packaged with a 3-year data SIM and IrriMAX Live. | Yes | Yes, Training online, and via Sentek authorised dealers, and self-train via User Manuals | Yes, Training online, and via Sentek authorised dealers, and self-train via User Manuals | Partially Eligible Bundle | Itemised component breakdown required and must be provided when the claim is lodged, in accordance with the Grant Opportunity Guidelines. Funding will only be assessed against eligible components. | Nexus Blue unit, probe
12086 | 1475474 | B. & W. RURALPTYLIMITED | 04990 Sentek AWS WiFi with Solar Rad + 30cm DD Fixed cable Moisture Probe+ 1 year IrriMAX & Data Plan | 4494.67 | Automated Weather Station with Solar Radiation, wired to a 30cm Drill & Drop moisture probe. Relays combined micro-climate and soil metrics across local farm Wi-Fi. Packaged with a 1-year data plan and an IrriMAX software subscription. | Yes | Yes, Training online, and via Sentek authorised dealers, and self-train via User Manuals | Yes, Training online, and via Sentek authorised dealers, and self-train via User Manuals | Partially Eligible Bundle | Itemised component breakdown required and must be provided when the claim is lodged, in accordance with the Grant Opportunity Guidelines. Funding will only be assessed against eligible components. | Weather station, probe
12010 | 1475474 | B. & W. RURALPTYLIMITED | 05826 NB+ 2 BT probe (60cm TriSCAN) + 3 years IrriMAX Live + SIM Card/Data Plan for x3 years | 4441.57 | Multi-sensor system linking a central Nexus Blue logger with two 60cm TriSCAN probes via Bluetooth. Utilizes cellular tech to upload moisture, temp, and salinity data. Includes a 3-year SIM plan and 3 years of IrriMAX Live. | Yes | Yes, Training online, and via Sentek authorised dealers, and self-train via User Manuals | Yes, Training online, and via Sentek authorised dealers, and self-train via User Manuals | Partially Eligible Bundle | Itemised component breakdown required and must be provided when the claim is lodged, in accordance with the Grant Opportunity Guidelines. Funding will only be assessed against eligible components. | Nexus Blue unit, probe
12290 | 1475474 | B. & W. RURALPTYLIMITED | 10599 - C3+ 120cm Soil Probe Kit | 4400 | C3+ with Sentek 120cm Drill and Drop soil probe; measuring soil moisture and temperature. Kit includes: C3+ cell module, cellular antenna, enclosure and solar panel, Sentek soil probe with 16ft/5m cable. | Yes | Yes | Online Support | Partially Eligible Bundle | Itemised component breakdown required and must be provided when the claim is lodged, in accordance with the Grant Opportunity Guidelines. Funding will only be assessed against eligible components. | Cell module, antenna, probe
12058 | 1475474 | B. & W. RURALPTYLIMITED | 05868 Multi + 2 Probes (120cm Moist+Temp) + 3 years IrriMAX Live + SIM Card/Data Plan for x3 years | 4260.79 | Connected soil profiling kit featuring a main Multi series logging gateway hosting two full 120cm moisture and temp probes. Delivers structural deep profiles via cell communication networks. Includes 3 years of continuous network data and IrriMAX Live. | Yes | Yes, Training online, and via Sentek authorised dealers, and self-train via User Manuals | Yes, Training online, and via Sentek authorised dealers, and self-train via User Manuals | Partially Eligible Bundle | Itemised component breakdown required and must be provided when the claim is lodged, in accordance with the Grant Opportunity Guidelines. Funding will only be assessed against eligible components. | Multi unit, probe
12064 | 1475474 | B. & W. RURALPTYLIMITED | 05874 Multi + 2 Probes (120cm Moist+Temp) + Rain Gauge + Air Temp + 3 years IrriMAX Live + SIM Card/Data Plan for x3 years | 4260.79 | Environmental station utilizing a Multi master base connected to two 120cm soil moisture probes, a rain gauge, and an ambient air temp module. Employs cellular telemetry to transfer records. Includes 3 years of SIM data and 3 years of IrriMAX Live. | Yes | Yes, Training online, and via Sentek authorised dealers, and self-train via User Manuals | Yes, Training online, and via Sentek authorised dealers, and self-train via User Manuals | Partially Eligible Bundle | Itemised component breakdown required and must be provided when the claim is lodged, in accordance with the Grant Opportunity Guidelines. Funding will only be assessed against eligible components. | Multi unit, probe, rain gauge, air temperature sensors
12060 | 1475474 | B. & W. RURALPTYLIMITED | 05870 Multi + 2 Probes (90cm TriSCAN) + 3 years IrriMAX Live + SIM Card/Data Plan for x3 years | 4213.53 | Soil health monitoring network combining a Multi series hub tracking data across two distinct 90cm TriSCAN soil profiling probes. Broadcasts telemetry via cellular data infrastructure. Includes 3 years of cell SIM data and 3 years of IrriMAX Live. | Yes | Yes, Training online, and via Sentek authorised dealers, and self-train via User Manuals | Yes, Training online, and via Sentek authorised dealers, and self-train via User Manuals | Partially Eligible Bundle | Itemised component breakdown required and must be provided when the claim is lodged, in accordance with the Grant Opportunity Guidelines. Funding will only be assessed against eligible components. | Multi unit, probe
12066 | 1475474 | B. & W. RURALPTYLIMITED | 05876 Multi + 2 Probes (90cm TriSCAN) + Rain Gauge + Air Temp + 3 years IrriMAX Live + SIM Card/Data Plan for x3 years | 4213.53 | Weather bundle: Multi controller node, two 90cm TriSCAN probes, rain gauge, and air temp sensor. Uses cellular infrastructure to push analytics. Includes 3 years of continuous data and 3 years of IrriMAX Live. | Yes | Yes, Training online, and via Sentek authorised dealers, and self-train via User Manuals | Yes, Training online, and via Sentek authorised dealers, and self-train via User Manuals | Partially Eligible Bundle | Itemised component breakdown required and must be provided when the claim is lodged, in accordance with the Grant Opportunity Guidelines. Funding will only be assessed against eligible components. | Multi unit, probe, rain gauge, air temperature sensors
12340 | 1475474 | B. & W. RURALPTYLIMITED | GoWeather | 4160 | An advanced, on-farm automated weather station that records critical localized meteorological data. Aligns perfectly with Environmental Monitoring by delivering live micro-climate insights, calculating delta-T for optimized chemical application, and identifying frost risks. Utilizes integrated Cellular (LTE-M/4G) connectivity technology to stream automated field alerts. | Yes | No | Yes | Eligible | Eligible for rebate funding. | N/A
12291 | 1475474 | B. & W. RURALPTYLIMITED | 10598 - C3+ 90cm Soil Probe Kit | 4100 | C3+ with Sentek 90cm Drill and Drop soil probe; measuring soil moisture and temperature. Kit includes: C3+ cell module, cellular antenna, enclosure and solar panel, Sentek soil probe with 16ft/5m cable. | Yes | Yes | Online Support | Partially Eligible Bundle | Itemised component breakdown required and must be provided when the claim is lodged, in accordance with the Grant Opportunity Guidelines. Funding will only be assessed against eligible components. | Cell module, antenna, probe
12005 | 1475474 | B. & W. RURALPTYLIMITED | 05821 NB+ 2 BT probe (60cm Moist+Temp) + 3 years IrriMAX Live + SIM Card/Data Plan for x3 years | 4030.89 | Connected system using a Nexus Blue gateway that captures data from two 60cm moisture and temp probes using integrated Bluetooth wireless. Offloads logs via cell networks. Includes 3 years of SIM data and IrriMAX Live cloud tracking. | Yes | Yes, Training online, and via Sentek authorised dealers, and self-train via User Manuals | Yes, Training online, and via Sentek authorised dealers, and self-train via User Manuals | Partially Eligible Bundle | Itemised component breakdown required and must be provided when the claim is lodged, in accordance with the Grant Opportunity Guidelines. Funding will only be assessed against eligible components. | Nexus Blue unit, probe
11973 | 1475474 | B. & W. RURALPTYLIMITED | Strato 1 Weather Station (ST1) * | 3999 | Weather Station, telemetry and mounting kit. Measures rainfall, humidity, temperature, and wind | Yes | No | <not provided> | Eligible | Eligible for rebate funding. | N/A
12292 | 1475474 | B. & W. RURALPTYLIMITED | 10597 - C3+ 60cm Soil Probe Kit | 3800 | C3+ with Sentek 60cm Drill and Drop soil probe; measuring soil moisture and temperature. Kit includes: C3+ cell module, cellular antenna, enclosure and solar panel, Sentek soil probe with 16ft/5m cable. | Yes | Yes | Online Support | Partially Eligible Bundle | Itemised component breakdown required and must be provided when the claim is lodged, in accordance with the Grant Opportunity Guidelines. Funding will only be assessed against eligible components. | Cell module, antenna, probe
12000 | 1475474 | B. & W. RURALPTYLIMITED | 05816 NB+ 2 BT probe (30cm TriSCAN) + 3 years IrriMAX Live + SIM Card/Data Plan for x3 years | 3776.49 | Multi-zone salinity/moisture array featuring a Nexus Blue logger communicating via Bluetooth with two 30cm TriSCAN probes. Uses integrated cellular telemetry. Bundled with a 3-year data plan and 3 years of IrriMAX Live cloud. | Yes | Yes, Training online, and via Sentek authorised dealers, and self-train via User Manuals | Yes, Training online, and via Sentek authorised dealers, and self-train via User Manuals | Partially Eligible Bundle | Itemised component breakdown required and must be provided when the claim is lodged, in accordance with the Grant Opportunity Guidelines. Funding will only be assessed against eligible components. | Nexus Blue unit, probe
12171 | 1475474 | B. & W. RURALPTYLIMITED | AXT-WS-C42-A25 — Ultrasonic weather station plus UV & Rad | 3760 | Cellular - Ultrasonic weather station plus UV & Rad | Yes | No | Online Support and Manuals Provided | Eligible | Eligible for rebate funding. | N/A
12057 | 1475474 | B. & W. RURALPTYLIMITED | 05867 Multi + 2 Probes (90cm Moist+Temp) + 3 years IrriMAX Live + SIM Card/Data Plan for x3 years | 3747.87 | Agricultural deployment set leveraging a specialized Multi telemetry logger operating two 90cm moisture and temp depth probes. Transmits tracking via cellular networks. Contains a 3-year cell plan subscription and 3 years of IrriMAX Live cloud service. | Yes | Yes, Training online, and via Sentek authorised dealers, and self-train via User Manuals | Yes, Training online, and via Sentek authorised dealers, and self-train via User Manuals | Partially Eligible Bundle | Itemised component breakdown required and must be provided when the claim is lodged, in accordance with the Grant Opportunity Guidelines. Funding will only be assessed against eligible components. | Multi unit, probe
12063 | 1475474 | B. & W. RURALPTYLIMITED | 05873 Multi + 2 Probes (90cm Moist+Temp) + Rain Gauge + Air Temp + 3 years IrriMAX Live + SIM Card/Data Plan for x3 years | 3747.87 | Agronomic weather station featuring a Multi logging node with two deep 90cm moisture/temp probes, a rain gauge, and an integrated air temp reader. Sends live metrics over cell networks. Bundled with 3 years of network data and 3 years of IrriMAX Live. | Yes | Yes, Training online, and via Sentek authorised dealers, and self-train via User Manuals | Yes, Training online, and via Sentek authorised dealers, and self-train via User Manuals | Partially Eligible Bundle | Itemised component breakdown required and must be provided when the claim is lodged, in accordance with the Grant Opportunity Guidelines. Funding will only be assessed against eligible components. | Multi unit, probe, rain gauge, air temperature sensors
11796 | 1475474 | B. & W. RURALPTYLIMITED | iData - Webgateway (9 Inputs), requires a mobile phone SIM (not included)* | 3700 | Solar Powered Radio Telemetry Kit for Environmental or Farm Management Sensors with Cellular Modem | Not intedend for self install | No | <not provided> | Eligible | Eligible for rebate funding. | N/A
11981 | 1475474 | B. & W. RURALPTYLIMITED | EnviroPro 160 cm Soil Moisture Probe with EC ** | 3690 | Measures soil moisture, temperature and electrical conductivity at 16 depths (Sensors at 10cm intervals) | Yes | No | <not provided> | Eligible | Eligible for rebate funding. | N/A
12176 | 1475474 | B. & W. RURALPTYLIMITED | AXT-WS-W95-A25 — Ultrasonic weather station plus UV & Rad | 3660 | WiFi - Ultrasonic weather station plus UV & Rad | Yes | No | Online Support and Manuals Provided | Eligible | Eligible for rebate funding. | N/A
12059 | 1475474 | B. & W. RURALPTYLIMITED | 05869 Multi + 2 Probes (60cm TriSCAN) + 3 years IrriMAX Live + SIM Card/Data Plan for x3 years | 3622.21 | Salinity management bundle including a high-end Multi logging device wired to two 60cm TriSCAN multi-layer soil probes. Uses cellular connectivity to dispatch water, salt, and temp metrics. Accompanied by a 3-year SIM data plan and IrriMAX Live tools. | Yes | Yes, Training online, and via Sentek authorised dealers, and self-train via User Manuals | Yes, Training online, and via Sentek authorised dealers, and self-train via User Manuals | Partially Eligible Bundle | Itemised component breakdown required and must be provided when the claim is lodged, in accordance with the Grant Opportunity Guidelines. Funding will only be assessed against eligible components. | Multi unit, probe
12065 | 1475474 | B. & W. RURALPTYLIMITED | 05875 Multi + 2 Probes (60cm TriSCAN) + Rain Gauge + Air Temp + 3 years IrriMAX Live + SIM Card/Data Plan for x3 years | 3622.21 | Integrated farm tracking set grouping a Multi data logger, two 60cm TriSCAN soil probes, a rain gauge, and an air temp reader. Feeds updates wirelessly over cellular networks. Packaged with a 3-year SIM data subscription and 3 years of IrriMAX Live. | Yes | Yes, Training online, and via Sentek authorised dealers, and self-train via User Manuals | Yes, Training online, and via Sentek authorised dealers, and self-train via User Manuals | Partially Eligible Bundle | Itemised component breakdown required and must be provided when the claim is lodged, in accordance with the Grant Opportunity Guidelines. Funding will only be assessed against eligible components. | Multi unit, probe, rain gauge, air temperature sensors
12181 | 1475474 | B. & W. RURALPTYLIMITED | AXT-SP-C52-ST12T — AxisTech TriScan Soil Probe 1200mm | 3555 | Cellular - AxisTech TriScan Soil Probe 1200mm | Yes | No | Online Support and Manuals Provided | Eligible | Eligible for rebate funding. | N/A
12029 | 1475474 | B. & W. RURALPTYLIMITED | 05845 NB+ 1 BT probe (120cm TriSCAN) + 3 years IrriMAX Live + SIM Card/Data Plan for x3 years | 3509.07 | Specialized sub-soil sensing package combining a Nexus Blue logging master with one long 120cm TriSCAN probe (water, temp, salinity) via Bluetooth. Uses cell modules to sync. Comes with 3 years of SIM data and IrriMAX Live tools. | Yes | Yes, Training online, and via Sentek authorised dealers, and self-train via User Manuals | Yes, Training online, and via Sentek authorised dealers, and self-train via User Manuals | Partially Eligible Bundle | Itemised component breakdown required and must be provided when the claim is lodged, in accordance with the Grant Opportunity Guidelines. Funding will only be assessed against eligible components. | Nexus Blue unit, probe
11995 | 1475474 | B. & W. RURALPTYLIMITED | 05811 NB+ 2 BT probe (30cm Moist+Temp) + 3 years IrriMAX Live + SIM Card/Data Plan for x3 years | 3503.91 | Connected farm package consisting of a Nexus Blue logger utilizing Bluetooth to sync with two 30cm moisture and temperature probes. Sends data via cellular networks. Includes 3 years of SIM data and IrriMAX Live cloud access. | Yes | Yes, Training online, and via Sentek authorised dealers, and self-train via User Manuals | Yes, Training online, and via Sentek authorised dealers, and self-train via User Manuals | Partially Eligible Bundle | Itemised component breakdown required and must be provided when the claim is lodged, in accordance with the Grant Opportunity Guidelines. Funding will only be assessed against eligible components. | Nexus Blue unit, probe
12293 | 1475474 | B. & W. RURALPTYLIMITED | 10596 - C3+ 30cm Soil Probe Kit | 3500 | C3+ with Sentek 30cm Drill and Drop soil probe; measuring soil moisture and temperature. Kit includes: C3+ cell module, cellular antenna, enclosure and solar panel, Sentek soil probe with 16ft/5m cable. | Yes | Yes | Online Support | Partially Eligible Bundle | Itemised component breakdown required and must be provided when the claim is lodged, in accordance with the Grant Opportunity Guidelines. Funding will only be assessed against eligible components. | Cell module, antenna, probe
12294 | 1475474 | B. & W. RURALPTYLIMITED | 10730 - Solo+ Soil Moisture 120cm Bundle, Standalone | 3500 | Solo+ with Sentek 120cm Drill and Drop soil probe; measuring soil moisture and temperature. Bundle includes: Solo+ cell telemetry, cellular antenna, solar panel and Sentek soil probe with 16ft/5m cable. Does not include Sentek installation kit, auger or user supplied mounting pole. | Yes | Yes | Online Support | Partially Eligible Bundle | Itemised component breakdown required and must be provided when the claim is lodged, in accordance with the Grant Opportunity Guidelines. Funding will only be assessed against eligible components. | Telemetry, antenna, probe
12189 | 1475474 | B. & W. RURALPTYLIMITED | AXT-SP-W85-ST12T — AxisTech TriScan Soil Probe 1200mm | 3480 | WiFi - AxisTech TriScan Soil Probe 1200mm | Yes | No | Online Support and Manuals Provided | Eligible | Eligible for rebate funding. | N/A
12055 | 1475474 | B. & W. RURALPTYLIMITED | 05865 PLUS + 1 Probe (120cm TriSCAN DD) + 3 years IrriMAX Live + SIM Card/Data Plan for x3 years | 3424.76 | Deep root analytics bundle: expandable PLUS logger with a 120cm TriSCAN Drill & Drop water, temp, and salt probe. Uploads via cellular networks. Includes a 3-year SIM data plan and a 3-year IrriMAX Live license. | Yes | Yes, Training online, and via Sentek authorised dealers, and self-train via User Manuals | Yes, Training online, and via Sentek authorised dealers, and self-train via User Manuals | Partially Eligible Bundle | Itemised component breakdown required and must be provided when the claim is lodged, in accordance with the Grant Opportunity Guidelines. Funding will only be assessed against eligible components. | PLUS unit, probe
12169 | 1475474 | B. & W. RURALPTYLIMITED | AXT-WS-C42-A24A — Ultrasonic weather station plus UV | 3400 | Cellular - Ultrasonic weather station plus UV | Yes | No | Online Support and Manuals Provided | Eligible | Eligible for rebate funding. | N/A
11962 | 1475474 | B. & W. RURALPTYLIMITED | Origo 2m Weather Station (XPS2M) - Rainfall, Temp & Humidity, Wind | 3393 | Origo's XPS-2M Weather Station is a compact, rugged station designed for local farm and regional monitoring. The unit is supplied ready for installation. Calculated values such as Delta-T and fire index are provided through the Origo.ag platform. | Yes | No | <not provided> | Eligible | Eligible for rebate funding. | N/A
11803 | 1475474 | B. & W. RURALPTYLIMITED | iData - Webgateway Dual, requires a mobile phone SIM (not included)* | 3355 | Solar Powered Radio Telemetry Kit for Environmental or Farm Management Sensors with Cellular Modem, with outputs to control two devices | Not intedend for self install | No | <not provided> | Eligible | Eligible for rebate funding. | N/A
12170 | 1475474 | B. & W. RURALPTYLIMITED | AXT-WS-C42-A24B — Ultrasonic weather station plus Rad | 3350 | Cellular - Ultrasonic weather station plus Rad | Yes | No | Online Support and Manuals Provided | Eligible | Eligible for rebate funding. | N/A
12174 | 1475474 | B. & W. RURALPTYLIMITED | AXT-WS-W95-A24A — Ultrasonic weather station plus UV | 3350 | WiFi - Ultrasonic weather station plus UV | Yes | No | Online Support and Manuals Provided | Eligible | Eligible for rebate funding. | N/A
11848 | 1475474 | B. & W. RURALPTYLIMITED | EnviroPro Sub Surface 160S Moisture, Temp, Salinity Probe | 3320 | Soil Mositure Probe - connects by cable to Telemetry Kit | Not intedend for self install | No | <not provided> | Eligible | Eligible for rebate funding. | N/A
12049 | 1475474 | B. & W. RURALPTYLIMITED | 05857 Compact DTU + 120cm TriSCAN + 3 years IrriMAX Live + SIM Card/Data Plan for x3 years | 3312.67 | Deep-soil telemetry configuration combining a Compact Data Transmission Unit (DTU) with a 120cm TriSCAN multi-layer soil probe. Broadcasts soil stats through cellular data channels. Features 3 years of SIM data access and a 3-year IrriMAX Live account. | Yes | Yes, Training online, and via Sentek authorised dealers, and self-train via User Manuals | Yes, Training online, and via Sentek authorised dealers, and self-train via User Manuals | Partially Eligible Bundle | Itemised component breakdown required and must be provided when the claim is lodged, in accordance with the Grant Opportunity Guidelines. Funding will only be assessed against eligible components. | Compact DTU+ 120cm TriSCAN
12175 | 1475474 | B. & W. RURALPTYLIMITED | AXT-WS-W95-A25B — Ultrasonic weather station plus Rad | 3250 | WiFi - Ultrasonic weather station plus Rad | Yes | No | Online Support and Manuals Provided | Eligible | Eligible for rebate funding. | N/A
12024 | 1475474 | B. & W. RURALPTYLIMITED | 05840 NB+ 1 BT probe (120cm Moist+Temp) + 3 years IrriMAX Live + SIM Card/Data Plan for x3 years | 3226.07 | Deep-profile monitoring layout combining a Nexus Blue cellular logger with an extra-long 120cm soil moisture and temp probe linked over Bluetooth. Uses cellular tech. Includes 3 years of SIM data and IrriMAX Live cloud tracking. | Yes | Yes, Training online, and via Sentek authorised dealers, and self-train via User Manuals | Yes, Training online, and via Sentek authorised dealers, and self-train via User Manuals | Partially Eligible Bundle | Itemised component breakdown required and must be provided when the claim is lodged, in accordance with the Grant Opportunity Guidelines. Funding will only be assessed against eligible components. | Nexus Blue unit, probe
12019 | 1475474 | B. & W. RURALPTYLIMITED | 05835 NB+ 1 BT probe (90cm TriSCAN) + 3 years IrriMAX Live + SIM Card/Data Plan for x3 years | 3202.74 | Comprehensive ag-tech package featuring a Nexus Blue terminal communicating via Bluetooth to one 90cm TriSCAN soil profile probe. Directs water and salt data over cellular networks. Includes 3 years of SIM data and IrriMAX Live. | Yes | Yes, Training online, and via Sentek authorised dealers, and self-train via User Manuals | Yes, Training online, and via Sentek authorised dealers, and self-train via User Manuals | Partially Eligible Bundle | Itemised component breakdown required and must be provided when the claim is lodged, in accordance with the Grant Opportunity Guidelines. Funding will only be assessed against eligible components. | Nexus Blue unit, probe
12295 | 1475474 | B. & W. RURALPTYLIMITED | 10729 - Solo+ Soil Moisture 90cm Bundle, Standalone | 3200 | Solo+ with Sentek 90cm Drill and Drop soil probe; measuring soil moisture and temperature. Bundle includes: Solo+ cell telemetry, cellular antenna, solar panel and Sentek soil probe with 16ft/5m cable. Does not include Sentek installation kit, auger or user supplied mounting pole. | Yes | Yes | Online Support | Partially Eligible Bundle | Itemised component breakdown required and must be provided when the claim is lodged, in accordance with the Grant Opportunity Guidelines. Funding will only be assessed against eligible components. | Telemetry, antenna, probe
12056 | 1475474 | B. & W. RURALPTYLIMITED | 05866 Multi + 2 Probes (60cm Moist+Temp) + 3 years IrriMAX Live + SIM Card/Data Plan for x3 years | 3188.67 | Connected agricultural solution using an advanced Multi telemetry datalogger running two independent 60cm moisture and temp probes. Reports profiles via mobile cellular pathways. Includes an active 3-year SIM data plan and 3 years of IrriMAX Live. | Yes | Yes, Training online, and via Sentek authorised dealers, and self-train via User Manuals | Yes, Training online, and via Sentek authorised dealers, and self-train via User Manuals | Partially Eligible Bundle | Itemised component breakdown required and must be provided when the claim is lodged, in accordance with the Grant Opportunity Guidelines. Funding will only be assessed against eligible components. | Multi unit, probe
12062 | 1475474 | B. & W. RURALPTYLIMITED | 05872 Multi + 2 Probes (60cm Moist+Temp) + Rain Gauge + Air Temp + 3 years IrriMAX Live + SIM Card/Data Plan for x3 years | 3188.67 | Connected ag-tech platform deploying a Multi datalogger running two 60cm moisture/temp probes, a rain gauge, and an ambient air temp sensor. Connects over mobile cell towers. Features a 3-year SIM data plan and 3 years of IrriMAX Live tracking software. | Yes | Yes, Training online, and via Sentek authorised dealers, and self-train via User Manuals | Yes, Training online, and via Sentek authorised dealers, and self-train via User Manuals | Partially Eligible Bundle | Itemised component breakdown required and must be provided when the claim is lodged, in accordance with the Grant Opportunity Guidelines. Funding will only be assessed against eligible components. | Multi unit, probe, rain gauge, air temperature sensors
11993 | 1475474 | B. & W. RURALPTYLIMITED | 05808 IOT + 120cm TriSCAN DD Probe + 3 years IrriMAX Live + SIM Card/Data Plan for x3 years | 3176.45 | Premium ag-tech bundle including an IoT datalogger and deep 120cm TriSCAN probe tracking moisture, temperature, and salinity. Uses cellular telemetry and includes a 3-year SIM data plan plus IrriMAX Live cloud features. | Yes | Yes, Training online, and via Sentek authorised dealers, and self-train via User Manuals | Yes, Training online, and via Sentek authorised dealers, and self-train via User Manuals | Partially Eligible Bundle | Itemised component breakdown required and must be provided when the claim is lodged, in accordance with the Grant Opportunity Guidelines. Funding will only be assessed against eligible components. | IOT logger + 120cm TriSCAN DD Probe
12054 | 1475474 | B. & W. RURALPTYLIMITED | 05864 PLUS + 1 Probe (90cm TriSCAN DD) + 3 years IrriMAX Live + SIM Card/Data Plan for x3 years | 3147.64 | Soil analytics kit with an expandable PLUS logger and a 90cm TriSCAN Drill & Drop moisture, temp, and salt probe. Uses cellular tech to upload data. Includes 3-year SIM data plans and a 3-year IrriMAX Live license. | Yes | Yes, Training online, and via Sentek authorised dealers, and self-train via User Manuals | Yes, Training online, and via Sentek authorised dealers, and self-train via User Manuals | Partially Eligible Bundle | Itemised component breakdown required and must be provided when the claim is lodged, in accordance with the Grant Opportunity Guidelines. Funding will only be assessed against eligible components. | PLUS unit, probe
12073 | 1475474 | B. & W. RURALPTYLIMITED | 05887 All-In-One 4G CATM, E/Scan 150cm T/ScanSlurry + 3 years IrriMAX Live + SIM Card/Data Plan for x3 years | 3119.04 | Deep subsoil analytics package: 4G LTE-M mobile link inside a 150cm EnviroSCAN TriSCAN slurry probe. Streams high-fidelity salt and water telemetry. Outfitted with 3 years of SIM data and 3 years of IrriMAX Live. | Yes | Yes, Training online, and via Sentek authorised dealers, and self-train via User Manuals | Yes, Training online, and via Sentek authorised dealers, and self-train via User Manuals | Partially Eligible Bundle | Itemised component breakdown required and must be provided when the claim is lodged, in accordance with the Grant Opportunity Guidelines. Funding will only be assessed against eligible components. | All-In-One 4G CATM, E/Scan 150cm Moist Slurry
12185 | 1475474 | B. & W. RURALPTYLIMITED | AXT-SP-C52-ST12D — AxisTech Dual Scan Soil Probe 1200mm | 3095 | Cellular - AxisTech Dual Scan Soil Probe 1200mm | Yes | No | Online Support and Manuals Provided | Eligible | Eligible for rebate funding. | N/A
12072 | 1475474 | B. & W. RURALPTYLIMITED | 05886 All-In-One 4G CATM, E/Scan 100cm T/Scan Slurry + 3 years IrriMAX Live + SIM Card/Data Plan for x3 years | 3079.29 | Ag-tech deployment combining a built-in 4G LTE-M cell unit within a 100cm EnviroSCAN TriSCAN slurry probe tracking water and salt. Feeds real-time logs over cell channels. Includes a 3-year network data plan and 3 years of active IrriMAX Live access. | Yes | Yes, Training online, and via Sentek authorised dealers, and self-train via User Manuals | Yes, Training online, and via Sentek authorised dealers, and self-train via User Manuals | Partially Eligible Bundle | Itemised component breakdown required and must be provided when the claim is lodged, in accordance with the Grant Opportunity Guidelines. Funding will only be assessed against eligible components. | All-In-One 4G CATM, E/Scan 100cm Moist Slurry
12180 | 1475474 | B. & W. RURALPTYLIMITED | AXT-SP-C52-ST9T — AxisTech TriScan Soil Probe 900mm | 3055 | Cellular - AxisTech TriScan Soil Probe 900mm | Yes | No | Online Support and Manuals Provided | Eligible | Eligible for rebate funding. | N/A
12071 | 1475474 | B. & W. RURALPTYLIMITED | 05885 All-In-One 4G CATM, E/Scan 50cm T/Scan Slurry + 3 years IrriMAX Live + SIM Card/Data Plan for x3 years | 3045.21 | Multi-sensor salinity tool: 4G LTE-M cell engine inside a 50cm EnviroSCAN TriSCAN slurry probe. Delivers soil water, salt, and temp metrics. Includes 3 years of continuous SIM data and 3 years of IrriMAX Live. | Yes | Yes, Training online, and via Sentek authorised dealers, and self-train via User Manuals | Yes, Training online, and via Sentek authorised dealers, and self-train via User Manuals | Partially Eligible Bundle | Itemised component breakdown required and must be provided when the claim is lodged, in accordance with the Grant Opportunity Guidelines. Funding will only be assessed against eligible components. | All-In-One 4G CATM, E/Scan 50cm Moist Slurry
12193 | 1475474 | B. & W. RURALPTYLIMITED | AXT-SP-W85-ST12D — AxisTech Dual Scan Soil Probe 1200mm | 3020 | WiFi - AxisTech Dual Scan Soil Probe 1200mm | Yes | No | Online Support and Manuals Provided | Eligible | Eligible for rebate funding. | N/A
12048 | 1475474 | B. & W. RURALPTYLIMITED | 05856 Compact DTU + 90cm TriSCAN + 3 years IrriMAX Live + SIM Card/Data Plan for x3 years | 3007.16 | Agronomy package containing a Compact Data Transmission Unit (DTU) alongside a deep 90cm TriSCAN profile probe for water/salt analytics. Employs cellular tech for log tracking. Includes an active 3-year SIM data plan and 3 years of IrriMAX Live. | Yes | Yes, Training online, and via Sentek authorised dealers, and self-train via User Manuals | Yes, Training online, and via Sentek authorised dealers, and self-train via User Manuals | Partially Eligible Bundle | Itemised component breakdown required and must be provided when the claim is lodged, in accordance with the Grant Opportunity Guidelines. Funding will only be assessed against eligible components. | Compact DTU+ 90cm TriSCAN
12188 | 1475474 | B. & W. RURALPTYLIMITED | AXT-SP-W85-ST9T — AxisTech TriScan Soil Probe 900mm | 2980 | WiFi - AxisTech TriScan Soil Probe 900mm | Yes | No | Online Support and Manuals Provided | Eligible | Eligible for rebate funding. | N/A
12014 | 1475474 | B. & W. RURALPTYLIMITED | 05830 NB+ 1 BT probe (90cm Moist+Temp) + 3 years IrriMAX Live + SIM Card/Data Plan for x3 years | 2958.49 | Connected soil sensing kit comprising a Nexus Blue node linked via Bluetooth to a deep 90cm moisture and temperature probe. Delivers deep root data over cellular networks. Comes with 3 years of data and an IrriMAX Live license. | Yes | Yes, Training online, and via Sentek authorised dealers, and self-train via User Manuals | Yes, Training online, and via Sentek authorised dealers, and self-train via User Manuals | Partially Eligible Bundle | Itemised component breakdown required and must be provided when the claim is lodged, in accordance with the Grant Opportunity Guidelines. Funding will only be assessed against eligible components. | Nexus Blue unit, probe
12045 | 1475474 | B. & W. RURALPTYLIMITED | 05853 Compact DTU + 120cm Moist+Temp DD Probe + 3 years IrriMAX Live + SIM Card/Data Plan for x3 years | 2957.57 | Deep subsoil logging kit featuring a Compact Data Transmission Unit (DTU) matched with a 120cm Drill & Drop moisture and temp probe. Connects via remote cellular telemetry. Includes 3 years of SIM data and 3 years of IrriMAX Live subscription. | Yes | Yes, Training online, and via Sentek authorised dealers, and self-train via User Manuals | Yes, Training online, and via Sentek authorised dealers, and self-train via User Manuals | Partially Eligible Bundle | Itemised component breakdown required and must be provided when the claim is lodged, in accordance with the Grant Opportunity Guidelines. Funding will only be assessed against eligible components. | Compact DTU + 120cm Moist+Temp DD Probe
12052 | 1475474 | B. & W. RURALPTYLIMITED | 05861 PLUS + 1 Probe (120cm Moist+Temp DD) + 3 years IrriMAX Live + SIM Card/Data Plan for x3 years | 2911.07 | Soil profile package deploying a rugged PLUS telemetry gateway paired with a 120cm Drill & Drop moisture and temp probe. Relays data via cell network connectivity. Bundled with 3 years of active SIM data transfer and 3 years of IrriMAX Live access. | Yes | Yes, Training online, and via Sentek authorised dealers, and self-train via User Manuals | Yes, Training online, and via Sentek authorised dealers, and self-train via User Manuals | Partially Eligible Bundle | Itemised component breakdown required and must be provided when the claim is lodged, in accordance with the Grant Opportunity Guidelines. Funding will only be assessed against eligible components. | PLUS unit, probe
12296 | 1475474 | B. & W. RURALPTYLIMITED | 10728 - Solo+ Soil Moisture 60cm Bundle, Standalone | 2900 | Solo+ with Sentek 60cm Drill and Drop soil probe; measuring soil moisture and temperature. Bundle includes: Solo+ cell telemetry, cellular antenna, solar panel and Sentek soil probe with 16ft/5m cable. Does not include Sentek installation kit, auger or user supplied mounting pole. | Yes | Yes | Online Support | Partially Eligible Bundle | Itemised component breakdown required and must be provided when the claim is lodged, in accordance with the Grant Opportunity Guidelines. Funding will only be assessed against eligible components. | Telemetry, antenna, probe
12009 | 1475474 | B. & W. RURALPTYLIMITED | 05825 NB+ 1 BT probe (60cm TriSCAN) + 3 years IrriMAX Live + SIM Card/Data Plan for x3 years | 2895.79 | Advanced soil logging bundle featuring a cellular Nexus Blue unit talking to a single 60cm TriSCAN probe over internal Bluetooth. Transmits to cloud over cellular networks. Includes a 3-year data plan and IrriMAX Live subscription. | Yes | Yes, Training online, and via Sentek authorised dealers, and self-train via User Manuals | Yes, Training online, and via Sentek authorised dealers, and self-train via User Manuals | Partially Eligible Bundle | Itemised component breakdown required and must be provided when the claim is lodged, in accordance with the Grant Opportunity Guidelines. Funding will only be assessed against eligible components. | Nexus Blue unit, probe
11989 | 1475474 | B. & W. RURALPTYLIMITED | 05803 IOT + 120cm Moist+Temp DD Probe + 3 years IrriMAX Live + SIM Card/Data Plan for x3 years | 2893.87 | Smart farming telemetry system combining an IoT datalogger with a deep 120cm Drill & Drop moisture and temperature probe. Includes 3 years of cellular data transmission and 3 years of IrriMAX Live cloud software access. | Yes | Yes, Training online, and via Sentek authorised dealers, and self-train via User Manuals | Yes, Training online, and via Sentek authorised dealers, and self-train via User Manuals | Partially Eligible Bundle | Itemised component breakdown required and must be provided when the claim is lodged, in accordance with the Grant Opportunity Guidelines. Funding will only be assessed against eligible components. | Logger, soil moisture and temperature probe
12070 | 1475474 | B. & W. RURALPTYLIMITED | 05882 All-In-One 4G CATM, E/Scan 150cm Moist Slurry + 3 years IrriMAX Live + SIM Card/Data Plan for x3 years | 2891.9 | Long-profile agronomic probe integrating a 4G LTE-M cell radio directly into a deep 150cm EnviroSCAN moisture slurry probe. Relays live field data over cell networks. Bundled with 3 years of cellular SIM data plan and 3 years of IrriMAX Live access. | Yes | Yes, Training online, and via Sentek authorised dealers, and self-train via User Manuals | Yes, Training online, and via Sentek authorised dealers, and self-train via User Manuals | Partially Eligible Bundle | Itemised component breakdown required and must be provided when the claim is lodged, in accordance with the Grant Opportunity Guidelines. Funding will only be assessed against eligible components. | All-In-One 4G CATM, E/Scan 150cm Moist Slurry
11992 | 1475474 | B. & W. RURALPTYLIMITED | 05807 IOT + 90cm TriSCAN DD Probe + 3 years IrriMAX Live + SIM Card/Data Plan for x3 years | 2870.25 | Connected ag-tech kit featuring an IoT datalogger and a 90cm TriSCAN probe for moisture, temperature, and salinity profiles. Leverages cellular tech for continuous data transfers. Includes 3 years of SIM data and IrriMAX Live. | Yes | Yes, Training online, and via Sentek authorised dealers, and self-train via User Manuals | Yes, Training online, and via Sentek authorised dealers, and self-train via User Manuals | Partially Eligible Bundle | Itemised component breakdown required and must be provided when the claim is lodged, in accordance with the Grant Opportunity Guidelines. Funding will only be assessed against eligible components. | IOT logger + 90cm TriSCAN DD Probe
12069 | 1475474 | B. & W. RURALPTYLIMITED | 05881 All-In-One 4G CATM, E/Scan 100cm Moist Slurry + 3 years IrriMAX Live + SIM Card/Data Plan for x3 years | 2852.14 | Connected soil sensing terminal pairing a 4G LTE-M mobile communicator within a 100cm EnviroSCAN moisture slurry probe. Uses low-power cellular network capabilities to upload profiles. Outfitted with 3 years of cell data and 3 years of IrriMAX Live. | Yes | Yes, Training online, and via Sentek authorised dealers, and self-train via User Manuals | Yes, Training online, and via Sentek authorised dealers, and self-train via User Manuals | Partially Eligible Bundle | Itemised component breakdown required and must be provided when the claim is lodged, in accordance with the Grant Opportunity Guidelines. Funding will only be assessed against eligible components. | All-In-One 4G CATM, E/Scan 100cm Moist Slurry
12051 | 1475474 | B. & W. RURALPTYLIMITED | 05860 PLUS + 1 Probe (90cm Moist+Temp DD) + 3 years IrriMAX Live + SIM Card/Data Plan for x3 years | 2836.84 | Expandable field tracking kit utilizing a PLUS series datalogger bundle equipped with a 90cm Drill & Drop soil moisture and temp probe. Dispatches field profiles using wireless cellular communication. Packaged with a 3-year data plan and IrriMAX Live. | Yes | Yes, Training online, and via Sentek authorised dealers, and self-train via User Manuals | Yes, Training online, and via Sentek authorised dealers, and self-train via User Manuals | Partially Eligible Bundle | Itemised component breakdown required and must be provided when the claim is lodged, in accordance with the Grant Opportunity Guidelines. Funding will only be assessed against eligible components. | PLUS unit, probe
12068 | 1475474 | B. & W. RURALPTYLIMITED | 05880 All-In-One 4G CATM, E/Scan 50cm Moist Slurry + 3 years IrriMAX Live + SIM Card/Data Plan for x3 years | 2818.07 | Integrated ag-tech tracking node combining a 4G LTE-M cell communicator inside an EnviroSCAN 50cm moisture probe for slurry setups. Delivers data streams. Includes 3 years of SIM access and 3 years of IrriMAX Live. | Yes | Yes, Training online, and via Sentek authorised dealers, and self-train via User Manuals | Yes, Training online, and via Sentek authorised dealers, and self-train via User Manuals | Partially Eligible Bundle | Itemised component breakdown required and must be provided when the claim is lodged, in accordance with the Grant Opportunity Guidelines. Funding will only be assessed against eligible components. | All-In-One 4G CATM, E/Scan 50cm Moist Slurry
12214 | 1475474 | B. & W. RURALPTYLIMITED | AXT-GS-C66-GAS — Gas Sensor - Odour levels, Co2, NH3,CH4, CO, CO2, Temp, Humid | 2800 | Cellular - Gas Sensor - Odour levels, Co2, NH3,CH4, CO, CO2, Temp, Humid | Yes | No | Online Support and Manuals Provided | Eligible | Eligible for rebate funding. | N/A
12047 | 1475474 | B. & W. RURALPTYLIMITED | 05855 Compact DTU + 60cm TriSCAN + 3 years IrriMAX Live + SIM Card/Data Plan for x3 years | 2777.37 | Soil salinity system featuring a Compact Data Transmission Unit (DTU) connected to a 60cm TriSCAN multi-sensor probe. Relays updates via cellular telecommunication network pathways. Bundled with 3 years of cell SIM services and 3 years of IrriMAX Live. | Yes | Yes, Training online, and via Sentek authorised dealers, and self-train via User Manuals | Yes, Training online, and via Sentek authorised dealers, and self-train via User Manuals | Partially Eligible Bundle | Itemised component breakdown required and must be provided when the claim is lodged, in accordance with the Grant Opportunity Guidelines. Funding will only be assessed against eligible components. | Compact DTU+ 60cm TriSCAN
11794 | 1475474 | B. & W. RURALPTYLIMITED | iData - Web 4G (9 Inputs) , requires a mobile phone SIM (not included)* | 2775 | Solar Powered Telemetry Kit for Environmental or Farm Management Sensors with Cellular Modem | Not intedend for self install | No | <not provided> | Eligible | Eligible for rebate funding. | N/A
11795 | 1475474 | B. & W. RURALPTYLIMITED | iData - Web 4G (9 Inputs) with 240v Plug Pack, requires a mobile phone SIM (not included)* | 2775 | Mains Powered Telemetry Kit for Environmental or Farm Management Sensors with Cellular Modem | Not intedend for self install | No | <not provided> | Eligible | Eligible for rebate funding. | N/A
12053 | 1475474 | B. & W. RURALPTYLIMITED | 05863 PLUS + 1 Probe (60cm TriSCAN DD) + 3 years IrriMAX Live + SIM Card/Data Plan for x3 years | 2720.85 | Salinity intelligence package comprising a PLUS series logging interface equipped with a 60cm TriSCAN Drill & Drop probe. Utilizes integrated cellular telemetry for field tracking. Packaged with a 3-year data contract and 3 years of IrriMAX Live cloud. | Yes | Yes, Training online, and via Sentek authorised dealers, and self-train via User Manuals | Yes, Training online, and via Sentek authorised dealers, and self-train via User Manuals | Partially Eligible Bundle | Itemised component breakdown required and must be provided when the claim is lodged, in accordance with the Grant Opportunity Guidelines. Funding will only be assessed against eligible components. | PLUS unit, probe
12044 | 1475474 | B. & W. RURALPTYLIMITED | 05852 Compact DTU + 90cm Moist+Temp DD Probe + 3 years IrriMAX Live + SIM Card/Data Plan for x3 years | 2701.66 | Agricultural telemetry set containing a Compact Data Transmission Unit (DTU) wired to a deep 90cm Drill & Drop moisture and temp probe. Relays live field data over cellular infrastructure. Includes a 3-year SIM data plan and 3 years of IrriMAX Live. | Yes | Yes, Training online, and via Sentek authorised dealers, and self-train via User Manuals | Yes, Training online, and via Sentek authorised dealers, and self-train via User Manuals | Partially Eligible Bundle | Itemised component breakdown required and must be provided when the claim is lodged, in accordance with the Grant Opportunity Guidelines. Funding will only be assessed against eligible components. | Compact DTU + 90cm Moist+Temp DD Probe
12004 | 1475474 | B. & W. RURALPTYLIMITED | 05820 NB+ 1 BT probe (60cm Moist+Temp) + 3 years IrriMAX Live + SIM Card/Data Plan for x3 years | 2690.44 | Telemetry kit combining a cellular Nexus Blue logger with an extended 60cm profile moisture and temperature probe over Bluetooth. Streams data over cell networks. Includes 3 years of SIM access and 3 years of IrriMAX Live. | Yes | Yes, Training online, and via Sentek authorised dealers, and self-train via User Manuals | Yes, Training online, and via Sentek authorised dealers, and self-train via User Manuals | Partially Eligible Bundle | Itemised component breakdown required and must be provided when the claim is lodged, in accordance with the Grant Opportunity Guidelines. Funding will only be assessed against eligible components. | Nexus Blue unit, probe
12184 | 1475474 | B. & W. RURALPTYLIMITED | AXT-SP-C52-ST9D — AxisTech Dual Scan Soil Probe 900mm | 2660 | Cellular - AxisTech Dual Scan Soil Probe 900mm | Yes | No | Online Support and Manuals Provided | Eligible | Eligible for rebate funding. | N/A
12037 | 1475474 | B. & W. RURALPTYLIMITED | 05775 WiFi Link+ 90cm BT TriSCAN probe + 3 years IrriMAX | 2651.43 | Farming kit using a Wi-Fi Link device to collect data from a 90cm TriSCAN probe over Bluetooth. Transmits metrics seamlessly through the local farm Wi-Fi network infrastructure. Includes a 3-year subscription to IrriMAX analytics software. | Yes | Yes, Training online, and via Sentek authorised dealers, and self-train via User Manuals | Yes, Training online, and via Sentek authorised dealers, and self-train via User Manuals | Partially Eligible Bundle | Itemised component breakdown required and must be provided when the claim is lodged, in accordance with the Grant Opportunity Guidelines. Funding will only be assessed against eligible components. | WiFi Link, probe
12205 | 1475474 | B. & W. RURALPTYLIMITED | AXT-WM-C42-W55 — Water Flowmeter - Hunter HC Flow 50mm | 2650 | Cellular - Water Flowmeter - Hunter HC Flow 50mm | Yes | No | Online Support and Manuals Provided | Eligible | Eligible for rebate funding. | N/A
11802 | 1475474 | B. & W. RURALPTYLIMITED | iData - Webgateway Single with 240v Plug Pack, requires a mobile phone SIM (not included)* | 2650 | Mains Powered Radio Telemetry Kit for Environmental or Farm Management Sensors with Cellular Modem, with outputs to control two devices | Not intedend for self install | No | <not provided> | Eligible | Eligible for rebate funding. | N/A
11801 | 1475474 | B. & W. RURALPTYLIMITED | iData - Webgateway Single, requires a mobile phone SIM (not included)* | 2650 | Solar Powered Radio Telemetry Kit for Environmental or Farm Management Sensors with Cellular Modem, with output to control one device | Not intedend for self install | No | <not provided> | Eligible | Eligible for rebate funding. | N/A
11988 | 1475474 | B. & W. RURALPTYLIMITED | 05802 IOT + 90cm Moist+Temp DD Probe + 3 years IrriMAX Live + SIM Card/Data Plan for x3 years | 2625.85 | Connected ag-tech bundle featuring an IoT datalogger paired with a 90cm Drill & Drop soil moisture and temperature probe. Comes integrated with cellular data and a 3-year IrriMAX Live subscription for advanced tracking. | Yes | Yes, Training online, and via Sentek authorised dealers, and self-train via User Manuals | Yes, Training online, and via Sentek authorised dealers, and self-train via User Manuals | Partially Eligible Bundle | Itemised component breakdown required and must be provided when the claim is lodged, in accordance with the Grant Opportunity Guidelines. Funding will only be assessed against eligible components. | Logger, soil moisture and temperature probe
12077 | 1475474 | B. & W. RURALPTYLIMITED | 01456 All-in-One TriSCAN Probe, 1.5m Std 4G AU + 1year IrriMAX Live + SIM Card/Data Plan for x1 year | 2616 | Ag sensor setup: all-in-one 1.5m standard TriSCAN probe (water, temp, salt) with an internal Australian 4G cell module. Delivers data via cell towers. Features 1 year of SIM data and 1 year of IrriMAX Live cloud. | Yes | Yes, Training online, and via Sentek authorised dealers, and self-train via User Manuals | Yes, Training online, and via Sentek authorised dealers, and self-train via User Manuals | Partially Eligible Bundle | Itemised component breakdown required and must be provided when the claim is lodged, in accordance with the Grant Opportunity Guidelines. Funding will only be assessed against eligible components. | Probe
12297 | 1475474 | B. & W. RURALPTYLIMITED | 10726 - Solo+ Soil Moisture 30cm Bundle, Standalone | 2600 | Solo+ with Sentek 30cm Drill and Drop soil probe; measuring soil moisture and temperature. Bundle includes: Solo+ cell telemetry, cellular antenna, solar panel and Sentek soil probe with 16ft/5m cable. Does not include Sentek installation kit, auger or user supplied mounting pole. | Yes | Yes | Online Support | Partially Eligible Bundle | Itemised component breakdown required and must be provided when the claim is lodged, in accordance with the Grant Opportunity Guidelines. Funding will only be assessed against eligible components. | Telemetry, antenna, probe
12075 | 1475474 | B. & W. RURALPTYLIMITED | 00956 All-in-One TriSCAN Probe, 1.0m Std 4G AU + 1year IrriMAX Live + SIM Card/Data Plan for x1 year | 2585 | Soil intelligence system featuring a 1.0m standard TriSCAN probe (moisture, temp, salinity) with an on-board 4G Australian cell modem. Dispatches live farm analytics. Bundled with 1 year of mobile SIM data access and 1 year of IrriMAX Live features. | Yes | Yes, Training online, and via Sentek authorised dealers, and self-train via User Manuals | Yes, Training online, and via Sentek authorised dealers, and self-train via User Manuals | Partially Eligible Bundle | Itemised component breakdown required and must be provided when the claim is lodged, in accordance with the Grant Opportunity Guidelines. Funding will only be assessed against eligible components. | Probe
12192 | 1475474 | B. & W. RURALPTYLIMITED | AXT-SP-W85-ST9D — AxisTech Dual Scan Soil Probe 900mm | 2580 | WiFi - AxisTech Dual Scan Soil Probe 900mm | Yes | No | Online Support and Manuals Provided | Eligible | Eligible for rebate funding. | N/A
11999 | 1475474 | B. & W. RURALPTYLIMITED | 05815 NB+ 1 BT probe (30cm TriSCAN) + 3 years IrriMAX Live + SIM Card/Data Plan for x3 years | 2563.24 | Specialized package combining a Nexus Blue cellular logger with one 30cm TriSCAN probe (moisture, temp, salinity) using Bluetooth. Cellular links push data to web. Includes 3 years of network data and IrriMAX Live access. | Yes | Yes, Training online, and via Sentek authorised dealers, and self-train via User Manuals | Yes, Training online, and via Sentek authorised dealers, and self-train via User Manuals | Partially Eligible Bundle | Itemised component breakdown required and must be provided when the claim is lodged, in accordance with the Grant Opportunity Guidelines. Funding will only be assessed against eligible components. | Nexus Blue unit, probe
11991 | 1475474 | B. & W. RURALPTYLIMITED | 05806 IOT + 60cm TriSCAN DD Probe + 3 years IrriMAX Live + SIM Card/Data Plan for x3 years | 2563.16 | Ag-tech package featuring an IoT datalogger and a 60cm TriSCAN probe for tracking moisture, temperature, and salinity. Uses cellular connectivity to stream metrics. Bundled with 3 years of SIM data and IrriMAX Live. | Yes | Yes, Training online, and via Sentek authorised dealers, and self-train via User Manuals | Yes, Training online, and via Sentek authorised dealers, and self-train via User Manuals | Partially Eligible Bundle | Itemised component breakdown required and must be provided when the claim is lodged, in accordance with the Grant Opportunity Guidelines. Funding will only be assessed against eligible components. | IOT logger + 60cm TriSCAN DD Probe
12179 | 1475474 | B. & W. RURALPTYLIMITED | AXT-SP-C52-ST6T — AxisTech TriScan Soil Probe 600mm | 2555 | Cellular - AxisTech TriScan Soil Probe 600mm | Yes | No | Online Support and Manuals Provided | Eligible | Eligible for rebate funding. | N/A
12209 | 1475474 | B. & W. RURALPTYLIMITED | AXT-WM-W21-W55 — Water Flowmeter - Hunter HC Flow 50mm | 2550 | WiFi - Water Flowmeter - Hunter HC Flow 50mm | Yes | No | Online Support and Manuals Provided | Eligible | Eligible for rebate funding. | N/A
12168 | 1475474 | B. & W. RURALPTYLIMITED | AXT-WS-C42-A23 — Ultrasonic weather station | 2550 | Cellular - Ultrasonic weather station | Yes | No | Online Support and Manuals Provided | Eligible | Eligible for rebate funding. | N/A
12050 | 1475474 | B. & W. RURALPTYLIMITED | 05859 PLUS + 1 Probe (60cm Moist+Temp DD) + 3 years IrriMAX Live + SIM Card/Data Plan for x3 years | 2548.94 | Expandable ag-tech array featuring a high-tier PLUS datalogger paired with one 60cm Drill & Drop moisture and temp probe. Uses global cellular connectivity to forward continuous sensor logs. Comes with a 3-year SIM contract and 3 years of IrriMAX Live. | Yes | Yes, Training online, and via Sentek authorised dealers, and self-train via User Manuals | Yes, Training online, and via Sentek authorised dealers, and self-train via User Manuals | Partially Eligible Bundle | Itemised component breakdown required and must be provided when the claim is lodged, in accordance with the Grant Opportunity Guidelines. Funding will only be assessed against eligible components. | PLUS unit, probe
12046 | 1475474 | B. & W. RURALPTYLIMITED | 05854 Compact DTU+ 30cm TriSCAN + 3 years IrriMAX Live + SIM Card/Data Plan for x3 years | 2547.57 | Salinity management kit featuring a specialized Compact Data Transmission Unit (DTU) combined with a 30cm TriSCAN probe. Utilizes cellular networking to deliver updates to cloud profiles. Includes a 3-year data plan and 3 years of IrriMAX Live. | Yes | Yes, Training online, and via Sentek authorised dealers, and self-train via User Manuals | Yes, Training online, and via Sentek authorised dealers, and self-train via User Manuals | Partially Eligible Bundle | Itemised component breakdown required and must be provided when the claim is lodged, in accordance with the Grant Opportunity Guidelines. Funding will only be assessed against eligible components. | Compact DTU+ 30cm TriSCAN
11800 | 1475474 | B. & W. RURALPTYLIMITED | iData - Web Dual, requires a mobile phone SIM (not included)* | 2525 | Solar Powered Telemetry Kit for Environmental or Farm Management Sensors with Cellular Modem with outputs to control two devices | Not intedend for self install | No | <not provided> | Eligible | Eligible for rebate funding. | N/A
12215 | 1475474 | B. & W. RURALPTYLIMITED | AXT-GS-W66-GAS — Gas Sensor - Odour levels, Co2, NH3,CH4, CO, CO2, Temp, Humid | 2500 | WiFi - Gas Sensor - Odour levels, Co2, NH3,CH4, CO, CO2, Temp, Humid | Yes | No | Online Support and Manuals Provided | Eligible | Eligible for rebate funding. | N/A
11980 | 1475474 | B. & W. RURALPTYLIMITED | EnviroPro 120 cm Soil Moisture Probe with EC ** | 2490 | Measures soil moisture, temperature and electrical conductivity at 12 depths (Sensors at 10cm intervals) | Yes | No | <not provided> | Eligible | Eligible for rebate funding. | N/A
11977 | 1475474 | B. & W. RURALPTYLIMITED | EnviroPro 160 cm Soil Moisture Probe ** | 2490 | Measures soil moisture and temperature at 16 depths (Sensors at 10cm intervals) | Yes | No | <not provided> | Eligible | Eligible for rebate funding. | N/A
12187 | 1475474 | B. & W. RURALPTYLIMITED | AXT-SP-W85-ST6T — AxisTech TriScan Soil Probe 600mm | 2470 | WiFi - AxisTech TriScan Soil Probe 600mm | Yes | No | Online Support and Manuals Provided | Eligible | Eligible for rebate funding. | N/A
11770 | 1475474 | B. & W. RURALPTYLIMITED | iData - Radio (9 inputs) with Extra Large Hinged Enclosure | 2455 | Solar Powered Radio Telemetry Kit for Environmental or Farm Management Sensors | Not intedend for self install | No | <not provided> | Eligible | Eligible for rebate funding. | N/A
12173 | 1475474 | B. & W. RURALPTYLIMITED | AXT-WS-W95-A23 — Ultrasonic weather station | 2450 | WiFi - Ultrasonic weather station | Yes | No | Online Support and Manuals Provided | Eligible | Eligible for rebate funding. | N/A
12043 | 1475474 | B. & W. RURALPTYLIMITED | 05851 Compact DTU + 60cm Moist+Temp DD Probe + 3 years IrriMAX Live + SIM Card/Data Plan for x3 years | 2433.63 | Field sensor system grouping a Compact Data Transmission Unit (DTU) with an integrated 60cm Drill & Drop moisture and temp probe. Telemetry is sent via cellular technology. Bundles a 3-year cell plan and 3 years of IrriMAX Live cloud access. | Yes | Yes, Training online, and via Sentek authorised dealers, and self-train via User Manuals | Yes, Training online, and via Sentek authorised dealers, and self-train via User Manuals | Partially Eligible Bundle | Itemised component breakdown required and must be provided when the claim is lodged, in accordance with the Grant Opportunity Guidelines. Funding will only be assessed against eligible components. | Compact DTU + 60cm Moist+Temp DD Probe
11994 | 1475474 | B. & W. RURALPTYLIMITED | 05810 NB+ 1 BT probe (30cm Moist+Temp) + 3 years IrriMAX Live + SIM Card/Data Plan for x3 years | 2426.96 | Local network solution featuring a Nexus Blue logger collecting data via Bluetooth from one 30cm moisture and temp probe. Sends updates via cellular network. Includes 3 years of SIM data and 3 years of IrriMAX Live access. | Yes | Yes, Training online, and via Sentek authorised dealers, and self-train via User Manuals | Yes, Training online, and via Sentek authorised dealers, and self-train via User Manuals | Partially Eligible Bundle | Itemised component breakdown required and must be provided when the claim is lodged, in accordance with the Grant Opportunity Guidelines. Funding will only be assessed against eligible components. | Nexus Blue unit, probe
12076 | 1475474 | B. & W. RURALPTYLIMITED | 01451 All-in-One Moisture Probe, 1.5m Std 4G AU + 1year IrriMAX Live + SIM Card/Data Plan for x1 year | 2416 | Deep-soil smart farming pack: all-in-one 1.5m moisture/temp probe with an internal Australian 4G cell radio. Broadcasts depth statistics over cellular network pathways. Includes 1-year data and 1 year of IrriMAX Live. | Yes | Yes, Training online, and via Sentek authorised dealers, and self-train via User Manuals | Yes, Training online, and via Sentek authorised dealers, and self-train via User Manuals | Partially Eligible Bundle | Itemised component breakdown required and must be provided when the claim is lodged, in accordance with the Grant Opportunity Guidelines. Funding will only be assessed against eligible components. | Probe
11847 | 1475474 | B. & W. RURALPTYLIMITED | EnviroPro Sub Surface 120S Moisture, Temp, Salinity Probe | 2400 | Soil Mositure Probe - connects by cable to Telemetry Kit | Not intedend for self install | No | <not provided> | Eligible | Eligible for rebate funding. | N/A
12074 | 1475474 | B. & W. RURALPTYLIMITED | 00951 All-in-One Moisture Probe, 1.0m Std 4G AU + 1year IrriMAX Live + SIM Card/Data Plan for x1 year | 2385 | Self-contained smart probe containing a 1.0m standard moisture probe combined with an internal Australian 4G cell logging transmitter. Transmits depth measurements straight to the cloud. Includes 1 year of mobile SIM data and 1 year of IrriMAX Live. | Yes | Yes, Training online, and via Sentek authorised dealers, and self-train via User Manuals | Yes, Training online, and via Sentek authorised dealers, and self-train via User Manuals | Partially Eligible Bundle | Itemised component breakdown required and must be provided when the claim is lodged, in accordance with the Grant Opportunity Guidelines. Funding will only be assessed against eligible components. | Probe
12041 | 1475474 | B. & W. RURALPTYLIMITED | 05774 WiFi Link+ 90cm BT Moisture probe + 3 years IrriMAX | 2363.22 | Tracking package including a local Wi-Fi Link gateway connected to a 90cm Bluetooth soil moisture and temp probe. Integrates into your farm Wi-Fi infrastructure for seamless data updates. Includes a 3-year subscription to the IrriMAX platform. | Yes | Yes, Training online, and via Sentek authorised dealers, and self-train via User Manuals | Yes, Training online, and via Sentek authorised dealers, and self-train via User Manuals | Partially Eligible Bundle | Itemised component breakdown required and must be provided when the claim is lodged, in accordance with the Grant Opportunity Guidelines. Funding will only be assessed against eligible components. | WiFi Link, probe
11987 | 1475474 | B. & W. RURALPTYLIMITED | 05801 IOT + 60cm Moist+Temp DD Probe + 3 years IrriMAX Live + SIM Card/Data Plan for x3 years | 2357.82 | Connected ag-tech package featuring an IoT logger and 60cm Drill & Drop soil moisture and temperature probe. Includes cellular connectivity with a 3-year SIM plan and 3 years of IrriMAX Live cloud software access. | Yes | Yes, Training online, and via Sentek authorised dealers, and self-train via User Manuals | Yes, Training online, and via Sentek authorised dealers, and self-train via User Manuals | Partially Eligible Bundle | Itemised component breakdown required and must be provided when the claim is lodged, in accordance with the Grant Opportunity Guidelines. Funding will only be assessed against eligible components. | Logger, soil moisture and temperature probe
12303 | 1475474 | B. & W. RURALPTYLIMITED | 10414 - Sentek - Drill & Drop, 120 cm TriSCAN, SDI-12 | 2300 | Sentek 120cm Drill and Drop TriSCAN, SDI-12 soil probe that measures soil moisture and temperature with 12 sensors along the length of the probe. One every 4”/10cm, starting at 2”/5cm. | Yes | Yes | Online Support | Eligible | Eligible for rebate funding. | N/A
12036 | 1475474 | B. & W. RURALPTYLIMITED | 05773 WiFi Link+ 60cm BT TriSCAN probe + 3 years IrriMAX | 2289.29 | Connected ag-tech assembly uses an on-farm Wi-Fi Link receiver to capture sensor details from a 60cm Bluetooth TriSCAN soil moisture and salinity probe. Offloads field logs over local Wi-Fi networks. Includes 3 years of IrriMAX software licensing. | Yes | Yes, Training online, and via Sentek authorised dealers, and self-train via User Manuals | Yes, Training online, and via Sentek authorised dealers, and self-train via User Manuals | Partially Eligible Bundle | Itemised component breakdown required and must be provided when the claim is lodged, in accordance with the Grant Opportunity Guidelines. Funding will only be assessed against eligible components. | WiFi Link, probe
12363 | 1475474 | B. & W. RURALPTYLIMITED | GoWisd Standard | 2260 | A specialized wireless outdoor environmental sensor engineered to monitor ambient smoke, airborne particulate matter, and air quality telemetry. Aligns with Environmental Monitoring by providing early fire emergency awareness, identifying smoke taint risks to protect valuable crops, and logging baseline environmental conditions. Utilizes low-power Cellular (LTE-M/4G) connectivity technology | Yes | No | Yes | Eligible | Eligible for rebate funding. | N/A
12183 | 1475474 | B. & W. RURALPTYLIMITED | AXT-SP-C52-ST6D — AxisTech Dual Scan Soil Probe 600mm | 2240 | Cellular - AxisTech Dual Scan Soil Probe 600mm | Yes | No | Online Support and Manuals Provided | Eligible | Eligible for rebate funding. | N/A
11990 | 1475474 | B. & W. RURALPTYLIMITED | 05805 IOT + 30cm TriSCAN DD Probe + 3 years IrriMAX Live + SIM Card/Data Plan for x3 years | 2230.62 | Advanced ag-tech telemetry set containing an IoT datalogger and a 30cm TriSCAN probe for soil moisture, temp, and salinity. Transmits via cellular networks and includes 3 years of data plus IrriMAX Live cloud access. | Yes | Yes, Training online, and via Sentek authorised dealers, and self-train via User Manuals | Yes, Training online, and via Sentek authorised dealers, and self-train via User Manuals | Partially Eligible Bundle | Itemised component breakdown required and must be provided when the claim is lodged, in accordance with the Grant Opportunity Guidelines. Funding will only be assessed against eligible components. | IOT logger + 30cm TriSCAN DD Probe
11769 | 1475474 | B. & W. RURALPTYLIMITED | iData - Radio (9 inputs) with Extra Large Enclosure and 7AH Lithium Battery | 2205 | Solar Powered Radio Telemetry Kit for Environmental or Farm Management Sensors | Not intedend for self install | No | <not provided> | Eligible | Eligible for rebate funding. | N/A
12098 | 1475474 | B. & W. RURALPTYLIMITED | 01258 Drill & Drop, 120cm TriSCAN, Bluetooth + 1 year IrriMAX Plan | 2171.07 | High-tier soil intelligence tool featuring a 120cm Drill & Drop TriSCAN sensor evaluating deep moisture, temp, and salt metrics. Connects via native Bluetooth for on-farm transfers. Packaged with 1 year of comprehensive IrriMAX features. | Yes | Yes, Training online, and via Sentek authorised dealers, and self-train via User Manuals | Yes, Training online, and via Sentek authorised dealers, and self-train via User Manuals | Partially Eligible Bundle | Itemised component breakdown required and must be provided when the claim is lodged, in accordance with the Grant Opportunity Guidelines. Funding will only be assessed against eligible components. | Drill & Drop, TriSCAN
12042 | 1475474 | B. & W. RURALPTYLIMITED | 05850 Compact DTU + 30cm Moist+Temp DD Probe + 3 years IrriMAX Live + SIM Card/Data Plan for x3 years | 2170.14 | Telemetry pack with a Compact Data Transmission Unit (DTU) wired to a 30cm Drill & Drop moisture and temp probe. Uses mobile cellular pathways to stream readings. Comes with an included 3-year SIM data plan and 3 years of IrriMAX Live cloud. | Yes | Yes, Training online, and via Sentek authorised dealers, and self-train via User Manuals | Yes, Training online, and via Sentek authorised dealers, and self-train via User Manuals | Partially Eligible Bundle | Itemised component breakdown required and must be provided when the claim is lodged, in accordance with the Grant Opportunity Guidelines. Funding will only be assessed against eligible components. | Compact DTU + 30cm Moist+Temp DD Probe
12191 | 1475474 | B. & W. RURALPTYLIMITED | AXT-SP-W85-ST6D — AxisTech Dual Scan Soil Probe 600mm | 2155 | WiFi - AxisTech Dual Scan Soil Probe 600mm | Yes | No | Online Support and Manuals Provided | Eligible | Eligible for rebate funding. | N/A
11768 | 1475474 | B. & W. RURALPTYLIMITED | iData - Radio (9 inputs) with Extra Large Enclosure | 2155 | Solar Powered Radio Telemetry Kit for Environmental or Farm Management Sensors | Not intedend for self install | No | <not provided> | Eligible | Eligible for rebate funding. | N/A
11767 | 1475474 | B. & W. RURALPTYLIMITED | iData - Radio (9 inputs) with 7AH Lithium Battery | 2099 | Solar Powered Radio Telemetry Kit for Environmental or Farm Management Sensors | Not intedend for self install | No | <not provided> | Eligible | Eligible for rebate funding. | N/A
11986 | 1475474 | B. & W. RURALPTYLIMITED | 05800 IOT + 30cm Moist+Temp + 3 years IrriMAX Live + SIM Card/Data Plan for x3 years | 2094.33 | Integrated IoT telemetry with a 30cm soil moisture and temperature probe. Features 4G/LTE-M cellular transmission, a 3-year SIM data plan, and a 3-year subscription to IrriMAX Live cloud software for real-time agronomic insights. | Yes | Yes, Training online, and via Sentek authorised dealers, and self-train via User Manuals | Yes, Training online, and via Sentek authorised dealers, and self-train via User Manuals | Partially Eligible Bundle | Itemised component breakdown required and must be provided when the claim is lodged, in accordance with the Grant Opportunity Guidelines. Funding will only be assessed against eligible components. | Soil Moisture and Temperature Probe
11897 | 1475474 | B. & W. RURALPTYLIMITED | Fruit Dendrometer. 4 to 30 mm range. SDI-12 output. 5m cable. | 2054 | Plant Growth Sensor - connects to Telemetry Kit | Not intedend for self install | No | <not provided> | Eligible | Eligible for rebate funding. | N/A
11898 | 1475474 | B. & W. RURALPTYLIMITED | Fruit Dendrometer. 30 to 160 mm range. SDI-12 output. 5m cable. | 2054 | Plant Growth Sensor - connects to Telemetry Kit | Not intedend for self install | No | <not provided> | Eligible | Eligible for rebate funding. | N/A
11899 | 1475474 | B. & W. RURALPTYLIMITED | Fruit Dendrometer. 15 to 90 mm range. SDI-12 output. 5m cable. | 2054 | Plant Growth Sensor - connects to Telemetry Kit | Not intedend for self install | No | <not provided> | Eligible | Eligible for rebate funding. | N/A
11900 | 1475474 | B. & W. RURALPTYLIMITED | Fruit Dendrometer. 7 to 45 mm range. SDI-12 output. 5m cable. | 2054 | Plant Growth Sensor - connects to Telemetry Kit | Not intedend for self install | No | <not provided> | Eligible | Eligible for rebate funding. | N/A
12040 | 1475474 | B. & W. RURALPTYLIMITED | 05772 WiFi Link+ 60cm BT Moisture probe + 3 years IrriMAX | 2047.14 | Wireless instrumentation bundle utilizing a Wi-Fi Link receiver to aggregate data from a 60cm Bluetooth moisture and temp probe. Uploads data using local Wi-Fi network infrastructure. Includes 3 years of analytical access via IrriMAX tools. | Yes | Yes, Training online, and via Sentek authorised dealers, and self-train via User Manuals | Yes, Training online, and via Sentek authorised dealers, and self-train via User Manuals | Partially Eligible Bundle | Itemised component breakdown required and must be provided when the claim is lodged, in accordance with the Grant Opportunity Guidelines. Funding will only be assessed against eligible components. | WiFi Link, probe
11765 | 1475474 | B. & W. RURALPTYLIMITED | iData - Radio (9 inputs) | 2040 | Solar Powered Radio Telemetry Kit for Environmental or Farm Management Sensors | Not intedend for self install | No | <not provided> | Eligible | Eligible for rebate funding. | N/A
11766 | 1475474 | B. & W. RURALPTYLIMITED | iData - Radio with 240v Plug Pack (9 inputs) | 2040 | Mains Powered Radio Telemetry Kit for Environmental or Farm Management Sensors | Not intedend for self install | No | <not provided> | Eligible | Eligible for rebate funding. | N/A
12298 | 1475474 | B. & W. RURALPTYLIMITED | 01727 - Davis Vantage Pro 2 Weather Station C3 Add-on Pack | 2000 | Davis Vantage Pro 2 weather station with enhanced temp, humidity, solar sensor, fan. ET capable. Solar, wind speed & direction, temperature, humidity, solar radiation & rain gauge. Includes Davis and C3 (6m) adapter cable | Yes | Yes | Online Support | Eligible | Eligible for rebate funding. | N/A
11966 | 1475474 | B. & W. RURALPTYLIMITED | Vertex 4 Soil Sensor (V4) * | 1999 | Measures soil moisture and electrical conductivity at 3 depths, temperature 2 depths | Yes | No | <not provided> | Eligible | Eligible for rebate funding. | N/A
12178 | 1475474 | B. & W. RURALPTYLIMITED | AXT-SP-C52-ST3T — AxisTech TriScan Soil Probe 300mm | 1995 | Cellular - AxisTech TriScan Soil Probe 300mm | Yes | No | Online Support and Manuals Provided | Eligible | Eligible for rebate funding. | N/A
12186 | 1475474 | B. & W. RURALPTYLIMITED | AXT-SP-W85-ST3T — AxisTech TriScan Soil Probe 300mm | 1925 | WiFi - AxisTech TriScan Soil Probe 300mm | Yes | No | Online Support and Manuals Provided | Eligible | Eligible for rebate funding. | N/A
12304 | 1475474 | B. & W. RURALPTYLIMITED | 10413 - Sentek - Drill & Drop, 90 cm TriSCAN, SDI-12 | 1900 | Sentek 90cm Drill and Drop TriSCAN, SDI-12 soil probe that measures soil moisture and temperature with 12 sensors along the length of the probe. One every 4”/10cm, starting at 2”/5cm. | Yes | Yes | Online Support | Eligible | Eligible for rebate funding. | N/A
12035 | 1475474 | B. & W. RURALPTYLIMITED | 05771 WiFi Link+ 30cm BT TriSCAN probe + 3 years IrriMAX | 1897.14 | Wireless soil-monitoring bundle comprising a Wi-Fi Link interface hub and a 30cm TriSCAN sensor probe utilizing low-power Bluetooth. Relays intelligence across native farm Wi-Fi. Packed with a 3-year IrriMAX application plan. | Yes | Yes, Training online, and via Sentek authorised dealers, and self-train via User Manuals | Yes, Training online, and via Sentek authorised dealers, and self-train via User Manuals | Partially Eligible Bundle | Itemised component breakdown required and must be provided when the claim is lodged, in accordance with the Grant Opportunity Guidelines. Funding will only be assessed against eligible components. | WiFi Link, probe
12361 | 1475474 | B. & W. RURALPTYLIMITED | GoMeter Standard | 1860 | An agricultural water flow meter designed for precise volumetric tracking of water resources. Directly aligns with Environmental Monitoring by enabling strict compliance with state water regulations, tracking aquifer/bore extraction rates, and managing localized water efficiency. Utilizes low-power Cellular (LTE-M/4G) connectivity technology to transmit continuous telemetry data directly to the cloud. | No | No | Yes | Eligible | Eligible for rebate funding. | N/A
11799 | 1475474 | B. & W. RURALPTYLIMITED | iData - Web Single with 240v Plug Pack, requires a mobile phone SIM (not included)* | 1820 | Mains Powered Telemetry Kit for Environmental or Farm Management Sensors with Cellular Modem, with outputs to control two devices | Not intedend for self install | No | <not provided> | Eligible | Eligible for rebate funding. | N/A
11798 | 1475474 | B. & W. RURALPTYLIMITED | iData - Web Single, requires a mobile phone SIM (not included)* | 1820 | Solar Powered Telemetry Kit for Environmental or Farm Management Sensors with Cellular Modem, with output to control one device | Not intedend for self install | No | <not provided> | Eligible | Eligible for rebate funding. | N/A
11894 | 1475474 | B. & W. RURALPTYLIMITED | DE-1 Dendrometer mounted on implanted rod | 1814 | Plant Growth Sensor - connects to Telemetry Kit | Not intedend for self install | No | <not provided> | Eligible | Eligible for rebate funding. | N/A
11895 | 1475474 | B. & W. RURALPTYLIMITED | SD-5 Stem Microvariation Sensor | 1814 | Plant Growth Sensor - connects to Telemetry Kit | Not intedend for self install | No | <not provided> | Eligible | Eligible for rebate funding. | N/A
11896 | 1475474 | B. & W. RURALPTYLIMITED | SD-10 Stem Microvariation Sensor | 1814 | Plant Growth Sensor - connects to Telemetry Kit | Not intedend for self install | No | <not provided> | Eligible | Eligible for rebate funding. | N/A
12097 | 1475474 | B. & W. RURALPTYLIMITED | 00928 Drill & Drop, 90cm TriSCAN, Bluetooth + 1 year IrriMAX Plan | 1810 | Subsoil agricultural tracking tool comprising a deep 90cm Drill & Drop TriSCAN probe that registers soil water, temp, and salinity. Transfers records over Bluetooth wireless channels. Includes a 1-year IrriMAX tracking subscription. | Yes | Yes, Training online, and via Sentek authorised dealers, and self-train via User Manuals | Yes, Training online, and via Sentek authorised dealers, and self-train via User Manuals | Partially Eligible Bundle | Itemised component breakdown required and must be provided when the claim is lodged, in accordance with the Grant Opportunity Guidelines. Funding will only be assessed against eligible components. | Drill & Drop, TriSCAN
12106 | 1475474 | B. & W. RURALPTYLIMITED | 01270 Drill & Drop, 120cm TriSCAN, SDI-12 | 1791 | Premium subsoil instrument probe featuring a long 120cm Drill & Drop TriSCAN sensor evaluating deep moisture, temperature, and salt levels. Communicates over standard wired SDI-12 technology networks to link with external field loggers. | Yes | NO | <not provided> | Eligible | Eligible for rebate funding. | N/A
12115 | 1475474 | B. & W. RURALPTYLIMITED | 01264 Drill & Drop, 120cm TriSCAN , RS485 Modbus (W. S Cable) | 1791 | Premium subsoil instrument probe featuring a deep 120cm Drill & Drop TriSCAN sensor tracking water, temperature, and salt metrics. Integrates via high-reliability RS485 Modbus wire protocols into ag networks. Supplied with connection cable. | Yes | NO | <not provided> | Eligible Bundle | Itemised component breakdown required and must be provided when the claim is lodged, in accordance with the Grant Opportunity Guidelines. | N/A
12123 | 1475474 | B. & W. RURALPTYLIMITED | 01255 Drill & Drop, 120cm TriSCAN, RS232 Modbus (W. S Cable) | 1791 | Premium sub-soil sensing probe comprising an extra-long 120cm Drill & Drop TriSCAN array monitoring water, salt, and temperature metrics. Relays logs via wired industrial RS232 Modbus serial technology. Supplied with connecting cable. | Yes | NO | <not provided> | Eligible Bundle | Itemised component breakdown required and must be provided when the claim is lodged, in accordance with the Grant Opportunity Guidelines. | N/A
12182 | 1475474 | B. & W. RURALPTYLIMITED | AXT-SP-C52-ST3D — AxisTech Dual Scan Soil Probe 300mm | 1790 | Cellular - AxisTech Dual Scan Soil Probe 300mm | Yes | No | Online Support and Manuals Provided | Eligible | Eligible for rebate funding. | N/A
11976 | 1475474 | B. & W. RURALPTYLIMITED | EnviroPro 120 cm Soil Moisture Probe ** | 1790 | Measures soil moisture and temperature at 12 depths (Sensors at 10cm intervals) | Yes | No | <not provided> | Eligible | Eligible for rebate funding. | N/A
12039 | 1475474 | B. & W. RURALPTYLIMITED | 05770 WiFi Link+ 30cm BT Moisture probe + 3 years IrriMAX | 1736.43 | Smart ag-tech combo featuring an on-site Wi-Fi Link device paired with a 30cm Bluetooth moisture and temp probe. Directs soil updates across native farm Wi-Fi frameworks. Includes a 3-year subscription for the IrriMAX reporting dashboard. | Yes | Yes, Training online, and via Sentek authorised dealers, and self-train via User Manuals | Yes, Training online, and via Sentek authorised dealers, and self-train via User Manuals | Partially Eligible Bundle | Itemised component breakdown required and must be provided when the claim is lodged, in accordance with the Grant Opportunity Guidelines. Funding will only be assessed against eligible components. | WiFi Link, probe
12190 | 1475474 | B. & W. RURALPTYLIMITED | AXT-SP-W85-ST3D — AxisTech Dual Scan Soil Probe 300mm | 1705 | WiFi - AxisTech Dual Scan Soil Probe 300mm | Yes | No | Online Support and Manuals Provided | Eligible | Eligible for rebate funding. | N/A
12299 | 1475474 | B. & W. RURALPTYLIMITED | 10617 - Sentek Drill & Drop 120cm / 48" Probe | 1700 | Sentek 120cm Drill and Drop soil probe that measures soil moisture and temperature with 12 sensors along the length of the probe. One every 4”/10cm, starting at 2”/5cm. | Yes | Yes | Online Support | Eligible | Eligible for rebate funding. | N/A
12204 | 1475474 | B. & W. RURALPTYLIMITED | AXT-WM-C42-W54 — Water Flowmeter - Hunter HC Flow 25mm | 1700 | Cellular - Water Flowmeter - Hunter HC Flow 25mm | Yes | No | Online Support and Manuals Provided | Eligible | Eligible for rebate funding. | N/A
11979 | 1475474 | B. & W. RURALPTYLIMITED | EnviroPro 80 cm Soil Moisture Probe with EC ** | 1690 | Measures soil moisture, temperature and electrical conductivity at 8 depths (Sensors at 10cm intervals) | Yes | No | <not provided> | Eligible | Eligible for rebate funding. | N/A
12420 | 1475474 | B. & W. RURALPTYLIMITED | Grow Weather Wireless Vantage Pro 2 Kit #6820 | 1645.5 | Grow Weather Wireless Vantage Pro 2 Kit #6820 | Yes | No | Yes | Eligible | Eligible for rebate funding. | N/A
11846 | 1475474 | B. & W. RURALPTYLIMITED | EnviroPro Sub Surface 80S Moisture, Temp, Salinity Probe | 1640 | Soil Mositure Probe - connects by cable to Telemetry Kit | Not intedend for self install | No | <not provided> | Eligible | Eligible for rebate funding. | N/A
12203 | 1475474 | B. & W. RURALPTYLIMITED | AXT-WM-C42-W53 — Water Flowmeter - Hunter HC Flow 20mm | 1600 | Cellular - Water Flowmeter - Hunter HC Flow 20mm | Yes | No | Online Support and Manuals Provided | Eligible | Eligible for rebate funding. | N/A
12208 | 1475474 | B. & W. RURALPTYLIMITED | AXT-WM-W21-W54 — Water Flowmeter - Hunter HC Flow 25mm | 1600 | WiFi - Water Flowmeter - Hunter HC Flow 25mm | Yes | No | Online Support and Manuals Provided | Eligible | Eligible for rebate funding. | N/A
12207 | 1475474 | B. & W. RURALPTYLIMITED | AXT-WM-W21-W53 — Water Flowmeter - Hunter HC Flow 20mm | 1500 | WiFi - Water Flowmeter - Hunter HC Flow 20mm | Yes | No | Online Support and Manuals Provided | Eligible | Eligible for rebate funding. | N/A
12201 | 1475474 | B. & W. RURALPTYLIMITED | AXT-SP-SMINI-TR — Triple Mini Soil Probe - Soil Moisture, Temperature & EC | 1480 | Cellular - Triple Mini Soil Probe - Soil Moisture, Temperature & EC | Yes | No | Online Support and Manuals Provided | Eligible | Eligible for rebate funding. | N/A
12107 | 1475474 | B. & W. RURALPTYLIMITED | 01220 Drill & Drop, 120cm Moist&Temp, SDI-12 | 1480 | Deep root monitoring probe providing a 120cm Drill & Drop continuous soil moisture and temperature profiling array. Incorporates an industry-standard SDI-12 wired output interface to integrate with third-party hardware. (Requires logger). | Yes | NO | <not provided> | Eligible Bundle | Itemised component breakdown required and must be provided when the claim is lodged, in accordance with the Grant Opportunity Guidelines. | N/A
12114 | 1475474 | B. & W. RURALPTYLIMITED | 01214 Drill & Drop, 120cm Moisture+Temp , RS485 Modbus (W. S Cable) | 1480 | Deep-well agronomic instrument probe offering a long 120cm Drill & Drop moisture and temperature continuous soil profile array. Outfitted with an industrial wired RS485 Modbus output to match third-party loggers. Supplied with connecting cable. | Yes | NO | <not provided> | Eligible Bundle | Itemised component breakdown required and must be provided when the claim is lodged, in accordance with the Grant Opportunity Guidelines. | N/A
12122 | 1475474 | B. & W. RURALPTYLIMITED | 01205 Drill & Drop, 120cm Moisture+Temp , RS232 Modbus (W. S Cable) | 1480 | Deep subsoil instrumentation probe featuring a long 120cm Drill & Drop moisture and temperature profile sensor array. Built with an industrial-grade serial RS232 Modbus wired interface to couple with telemetry nodes. Supplied with connecting cable. | Yes | NO | <not provided> | Eligible Bundle | Itemised component breakdown required and must be provided when the claim is lodged, in accordance with the Grant Opportunity Guidelines. | N/A
11793 | 1475474 | B. & W. RURALPTYLIMITED | iData Logger - Cable (9 inputs) | 1455 | Solar Powered Expansion Kit for Environmental or Farm Management Sensors | Not intedend for self install | No | <not provided> | Eligible | Eligible for rebate funding. | N/A
12104 | 1475474 | B. & W. RURALPTYLIMITED | 00939 Drill & Drop, 90cm TriSCAN, SDI-12 | 1454 | Depth-focused monitoring probe containing a 90cm Drill & Drop TriSCAN multisensor soil layer tracker for water, temp, and salinity. Integrates with existing farm networks via a native SDI-12 wire terminal protocol. (Requires datalogger). | Yes | NO | <not provided> | Eligible | Eligible for rebate funding. | N/A
12113 | 1475474 | B. & W. RURALPTYLIMITED | 00934 Drill & Drop, 90cm TriSCAN , RS485 Modbus (W. S Cable) | 1454 | Advanced soil water and salt logging probe featuring a 90cm Drill & Drop TriSCAN profiling sensor. Designed to communicate over heavy-duty wired RS485 Modbus technology networks to feed data to telemetry bases. Supplied with connecting cable. | Yes | NO | <not provided> | Eligible Bundle | Itemised component breakdown required and must be provided when the claim is lodged, in accordance with the Grant Opportunity Guidelines. | N/A
12121 | 1475474 | B. & W. RURALPTYLIMITED | 00925 Drill & Drop,90cm TriSCAN, RS232 Modbus (W. S Cable) | 1454 | Depth-focused monitoring probe featuring a 90cm Drill & Drop TriSCAN sensor tracking multi-layer water, temperature, and salinity. Communicates over industrial wired RS232 Modbus networks to update master farm loggers. Supplied with cable. | Yes | NO | <not provided> | Eligible Bundle | Itemised component breakdown required and must be provided when the claim is lodged, in accordance with the Grant Opportunity Guidelines. | N/A
12212 | 1475474 | B. & W. RURALPTYLIMITED | AXT-DT-C65-P82 — AxisTech Dust sensor. PM1, PM2.5, PM10. | 1450 | Cellular - AxisTech Dust sensor. PM1, PM2.5, PM10. | Yes | No | Online Support and Manuals Provided | Eligible | Eligible for rebate funding. | N/A
12096 | 1475474 | B. & W. RURALPTYLIMITED | 00658 Drill & Drop, 60cm TriSCAN, Bluetooth + 1 year IrriMAX Plan | 1447.86 | Mid-depth ag-tech tracking probe including a 60cm Drill & Drop TriSCAN sensor monitoring soil water, temperature, and volumetric ion profiles. Utilizes Bluetooth for close-range logging. Packaged with a 1-year IrriMAX subscription. | Yes | Yes, Training online, and via Sentek authorised dealers, and self-train via User Manuals | Yes, Training online, and via Sentek authorised dealers, and self-train via User Manuals | Partially Eligible Bundle | Itemised component breakdown required and must be provided when the claim is lodged, in accordance with the Grant Opportunity Guidelines. Funding will only be assessed against eligible components. | Drill & Drop, TriSCAN
12305 | 1475474 | B. & W. RURALPTYLIMITED | 10412 - Sentek - Drill & Drop, 60 cm TriSCAN, SDI-12 | 1400 | Sentek 60cm Drill and Drop TriSCAN, SDI-12 soil probe that measures soil moisture and temperature with 12 sensors along the length of the probe. One every 4”/10cm, starting at 2”/5cm. | Yes | Yes | Online Support | Eligible | Eligible for rebate funding. | N/A
12307 | 1475474 | B. & W. RURALPTYLIMITED | 10447 - Water Meter with Pulse Output 8"/200mm [1000L] | 1400 | Water Meter with Pulse Output 8"/200mm [1000L] | Yes | Yes | Online Support | Eligible | Eligible for rebate funding. | N/A
12308 | 1475474 | B. & W. RURALPTYLIMITED | 10448 - Water Meter with Pulse Output 8"/200mm [10000L] | 1400 | Water Meter with Pulse Output 8"/200mm [10000L] | Yes | Yes | Online Support | Eligible | Eligible for rebate funding. | N/A
12300 | 1475474 | B. & W. RURALPTYLIMITED | 10616 - Sentek Drill & Drop 90cm / 36" Probe | 1400 | Sentek 90cm Drill and Drop soil probe that measures soil moisture and temperature with 12 sensors along the length of the probe. One every 4”/10cm, starting at 2”/5cm. | Yes | Yes | Online Support | Eligible | Eligible for rebate funding. | N/A
12213 | 1475474 | B. & W. RURALPTYLIMITED | AXT-DT-W65-P84 — AxisTech Dust sensor. PM1, PM2.5, PM10. | 1350 | WiFi - AxisTech Dust sensor. PM1, PM2.5, PM10. | Yes | No | Online Support and Manuals Provided | Eligible | Eligible for rebate funding. | N/A
12369 | 1475474 | B. & W. RURALPTYLIMITED | Farmbot x Davis Connection Kit | 1349 | Farmbot x Davis Connection Kit | Yes | No | No | Eligible | Eligible for rebate funding. | N/A
11907 | 1475474 | B. & W. RURALPTYLIMITED | Implexx Sap Flow Sensor Gen 2 with 30mm long probes. Heat pulse velocity sensor for sap flow and stem water content. Stainless steel sleeves included (pack of 9). SDI-12 output. 5m cable. | 1337 | Plant Growth Sensor - connects to Telemetry Kit | Not intedend for self install | No | <not provided> | Eligible | Eligible for rebate funding. | N/A
12034 | 1475474 | B. & W. RURALPTYLIMITED | 05779 WiFi Link+ 10cm BT TriSCAN probe + 3 years IrriMAX | 1334.52 | Short-range smart ag kit featuring a specialized Wi-Fi Link receiver paired with a compact 10cm Bluetooth TriSCAN probe tracking moisture, salinity, and temp. Relays data directly across farm Wi-Fi. Includes 3 years of IrriMAX. | Yes | Yes, Training online, and via Sentek authorised dealers, and self-train via User Manuals | Yes, Training online, and via Sentek authorised dealers, and self-train via User Manuals | Partially Eligible Bundle | Itemised component breakdown required and must be provided when the claim is lodged, in accordance with the Grant Opportunity Guidelines. Funding will only be assessed against eligible components. | WiFi Link, probe
12172 | 1475474 | B. & W. RURALPTYLIMITED | AXT-WS-C42-A26 — Stand alone rain gauge | 1290 | Cellular - Stand alone rain gauge | Yes | No | Online Support and Manuals Provided | Eligible | Eligible for rebate funding. | N/A
11978 | 1475474 | B. & W. RURALPTYLIMITED | EnviroPro 40 cm Soil Moisture Probe with EC ** | 1290 | Measures soil moisture, temperature and electrical conductivity at 4 depths (Sensors at 10cm intervals) | Yes | No | <not provided> | Eligible | Eligible for rebate funding. | N/A
12200 | 1475474 | B. & W. RURALPTYLIMITED | AXT-SP-SMINI-DL — Double Mini Soil Probe - Soil Moisture, Temperature & EC | 1280 | Cellular - Double Mini Soil Probe - Soil Moisture, Temperature & EC | Yes | No | Online Support and Manuals Provided | Eligible | Eligible for rebate funding. | N/A
12419 | 1475474 | B. & W. RURALPTYLIMITED | Wireless Vantage Pro 2 Kit #6322AU | 1204.5 | Wireless Vantage Pro 2 Kit #6322AU | Yes | No | Yes | Eligible | Eligible for rebate funding. | N/A
12309 | 1475474 | B. & W. RURALPTYLIMITED | 10444 - Water Meter with Pulse Output 6"/150mm [100L] | 1200 | Water Meter with Pulse Output 6"/150mm [100L] | Yes | Yes | Online Support | Eligible | Eligible for rebate funding. | N/A
12310 | 1475474 | B. & W. RURALPTYLIMITED | 10445 - Water Meter with Pulse Output 6"/150mm [1000L] | 1200 | Water Meter with Pulse Output 6"/150mm [1000L] | Yes | Yes | Online Support | Eligible | Eligible for rebate funding. | N/A
12311 | 1475474 | B. & W. RURALPTYLIMITED | 10446 - Water Meter with Pulse Output 6"/150mm [10000L] | 1200 | Water Meter with Pulse Output 6"/150mm [10000L] | Yes | Yes | Online Support | Eligible | Eligible for rebate funding. | N/A
12202 | 1475474 | B. & W. RURALPTYLIMITED | AXT-WM-C42-W51 — Water pressure sensor 0-250 PSI | 1200 | Cellular - Water pressure sensor 0-250 PSI | Yes | No | Online Support and Manuals Provided | Eligible | Eligible for rebate funding. | N/A
12177 | 1475474 | B. & W. RURALPTYLIMITED | AXT-WS-W95-A26 — Stand alone rain gauge | 1190 | WiFi - Stand alone rain gauge | Yes | No | Online Support and Manuals Provided | Eligible | Eligible for rebate funding. | N/A
11975 | 1475474 | B. & W. RURALPTYLIMITED | EnviroPro 80 cm Soil Moisture Probe ** | 1190 | Measures soil moisture and temperature at 8 depths (Sensors at 10cm intervals) | Yes | No | <not provided> | Eligible | Eligible for rebate funding. | N/A
12105 | 1475474 | B. & W. RURALPTYLIMITED | 00919 Drill & Drop, 90cm Moist&Temp, SDI-12 | 1185 | Deep soil profiling instrument providing a 90cm Drill & Drop moisture and temperature profile probe. Outfitted with an integrated standard SDI-12 protocol line to enable direct wire connections to external ag loggers. (Requires logger). | Yes | NO | <not provided> | Eligible Bundle | Itemised component breakdown required and must be provided when the claim is lodged, in accordance with the Grant Opportunity Guidelines. | N/A
12112 | 1475474 | B. & W. RURALPTYLIMITED | 00914 Drill & Drop, 90cm Moisture+Temp , RS485 Modbus (W. S Cable) | 1185 | Crop tracking deployment probe featuring a deep 90cm Drill & Drop moisture and temperature continuous soil profiling array. Outfitted with an industrial-grade RS485 Modbus wired interface to communicate with farm logs. Supplied with cable. | Yes | NO | <not provided> | Eligible Bundle | Itemised component breakdown required and must be provided when the claim is lodged, in accordance with the Grant Opportunity Guidelines. | N/A
12120 | 1475474 | B. & W. RURALPTYLIMITED | 00905 Drill & Drop, 90cm Moisture+Temp , RS232 Modbus (W. S Cable) | 1185 | Field instrumentation probe featuring a deep 90cm Drill & Drop soil moisture and temperature continuous profiling sensor. Employs a wired RS232 Modbus digital serial standard interface to sync into farm telemetry. Supplied with connecting cable. | Yes | NO | <not provided> | Eligible Bundle | Itemised component breakdown required and must be provided when the claim is lodged, in accordance with the Grant Opportunity Guidelines. | N/A
12038 | 1475474 | B. & W. RURALPTYLIMITED | 05778 WiFi Link+ 10cm BT Moisture probe + 3 years IrriMAX | 1181.2 | Shallow root crop monitoring kit featuring a Wi-Fi Link gateway paired with a 10cm Bluetooth moisture and temp probe. Telemetry is sent securely over the local Wi-Fi network. Includes a 3-year access license for IrriMAX software platforms. | Yes | Yes, Training online, and via Sentek authorised dealers, and self-train via User Manuals | Yes, Training online, and via Sentek authorised dealers, and self-train via User Manuals | Partially Eligible Bundle | Itemised component breakdown required and must be provided when the claim is lodged, in accordance with the Grant Opportunity Guidelines. Funding will only be assessed against eligible components. | WiFi Link, probe
12166 | 1475474 | B. & W. RURALPTYLIMITED | AXT-WS-C52-TPH — Temperature, Humidity and Air Pressure Sensor | 1150 | Cellular - Temperature, Humidity and Air Pressure Sensor | Yes | No | Online Support and Manuals Provided | Eligible | Eligible for rebate funding. | N/A
11845 | 1475474 | B. & W. RURALPTYLIMITED | EnviroPro Sub Surface 40S Moisture, Temp, Salinity Probe | 1140 | Soil Mositure Probe - connects by cable to Telemetry Kit | Not intedend for self install | No | <not provided> | Eligible | Eligible for rebate funding. | N/A
11881 | 1475474 | B. & W. RURALPTYLIMITED | Temperature, relative humidity, vapour pressure deficit, barometric sensor, SDI-12 output, 5m cable, with radiation shield | 1140 | Weather Parameter Sensor - connects to Telemetry Kit | Not intedend for self install | No | <not provided> | Eligible | Eligible for rebate funding. | N/A
12102 | 1475474 | B. & W. RURALPTYLIMITED | 00670 Drill & Drop, 60cm TriSCAN, SDI-12 | 1116 | Subsurface soil profiling tool featuring a 60cm Drill & Drop TriSCAN multi-sensor array tracking moisture, temp, and salinity layers. Employs a standard SDI-12 wired protocol for connection to third-party ag hardware. (Requires logger). | Yes | NO | <not provided> | Eligible | Eligible for rebate funding. | N/A
12111 | 1475474 | B. & W. RURALPTYLIMITED | 00664 Drill & Drop, 60cm TriSCAN , RS485 Modbus (W. S Cable) | 1116 | Subsurface agricultural instrument probe providing a 60cm Drill & Drop TriSCAN sensor evaluating mid-depth moisture, temp, and salt lines. Incorporates a wired industrial RS485 Modbus terminal protocol. Supplied with connecting cable. | Yes | NO | <not provided> | Eligible Bundle | Itemised component breakdown required and must be provided when the claim is lodged, in accordance with the Grant Opportunity Guidelines. | N/A
12119 | 1475474 | B. & W. RURALPTYLIMITED | 00655 Drill & Drop, 60cm TriSCAN, RS232 Modbus (W. S Cable) | 1116 | Connected agricultural tool offering a 60cm Drill & Drop TriSCAN profile sensor tracking moisture, temp, and salt lines. Integrates into industrial farm telemetry grids via an industrial RS232 Modbus serial wire protocol. Includes cable. | Yes | NO | <not provided> | Eligible Bundle | Itemised component breakdown required and must be provided when the claim is lodged, in accordance with the Grant Opportunity Guidelines. | N/A
12301 | 1475474 | B. & W. RURALPTYLIMITED | 10615 - Sentek Drill & Drop 60cm / 24" Probe | 1100 | Sentek 60cm Drill and Drop soil probe that measures soil moisture and temperature with 12 sensors along the length of the probe. One every 4”/10cm, starting at 2”/5cm. | Yes | Yes | Online Support | Eligible | Eligible for rebate funding. | N/A
12206 | 1475474 | B. & W. RURALPTYLIMITED | AXT-WM-W21-W51 — Water pressure sensor 0-250 PSI | 1100 | WiFi - Water pressure sensor 0-250 PSI | Yes | No | Online Support and Manuals Provided | Eligible | Eligible for rebate funding. | N/A
11844 | 1475474 | B. & W. RURALPTYLIMITED | AquaCheck Sub Surface 120cm Probe with 5m cable | 1088 | Soil Mositure Probe - connects by cable to Telemetry Kit | Not intedend for self install | No | <not provided> | Eligible | Eligible for rebate funding. | N/A
12199 | 1475474 | B. & W. RURALPTYLIMITED | AXT-SP-SMINI-ST — Single Mini Soil Probe - Soil Moisture, Temperature & EC | 1080 | Cellular - Single Mini Soil Probe - Soil Moisture, Temperature & EC | Yes | No | Online Support and Manuals Provided | Eligible | Eligible for rebate funding. | N/A
11843 | 1475474 | B. & W. RURALPTYLIMITED | AquaCheck Sub Surface 100cm Probe with 5m cable | 1067 | Soil Mositure Probe - connects by cable to Telemetry Kit | Not intedend for self install | No | <not provided> | Eligible | Eligible for rebate funding. | N/A
11842 | 1475474 | B. & W. RURALPTYLIMITED | AquaCheck Sub Surface 80cm Probe with 5m cable | 1057 | Soil Mositure Probe - connects by cable to Telemetry Kit | Not intedend for self install | No | <not provided> | Eligible | Eligible for rebate funding. | N/A
12095 | 1475474 | B. & W. RURALPTYLIMITED | 00358 Drill & Drop, 30cm TriSCAN, Bluetooth + 1 year IrriMAX Plan | 1055.71 | Wireless soil probe featuring a 30cm Drill & Drop TriSCAN sensor array tracking moisture, temperature, and salinity layers. Employs low-power Bluetooth for local telemetry extraction. Packaged with a 1-year IrriMAX software license. | Yes | Yes, Training online, and via Sentek authorised dealers, and self-train via User Manuals | Yes, Training online, and via Sentek authorised dealers, and self-train via User Manuals | Partially Eligible Bundle | Itemised component breakdown required and must be provided when the claim is lodged, in accordance with the Grant Opportunity Guidelines. Funding will only be assessed against eligible components. | Drill & Drop, TriSCAN
12167 | 1475474 | B. & W. RURALPTYLIMITED | AXT-WS-W85-TPH — Temperature, Humidity and Air Pressure Sensor | 1050 | WiFi - Temperature, Humidity and Air Pressure Sensor | Yes | No | Online Support and Manuals Provided | Eligible | Eligible for rebate funding. | N/A
11841 | 1475474 | B. & W. RURALPTYLIMITED | AquaCheck Sub Surface 60cm Probe with 5m cable | 1030 | Soil Mositure Probe - connects by cable to Telemetry Kit | Not intedend for self install | No | <not provided> | Eligible | Eligible for rebate funding. | N/A
12317 | 1475474 | B. & W. RURALPTYLIMITED | 10183 - Meter Atmos-14 RHT Microclimate Sensor | 1000 | Relative Humidity, Barometric Pressure, Air Temperature, and Vapor Pressure. Includes radiation shield and 5m bare ends cable. | Yes | Yes | Online Support | Eligible | Eligible for rebate funding. | N/A
12306 | 1475474 | B. & W. RURALPTYLIMITED | 10411 - Sentek - Drill & Drop, 30 cm TriSCAN, SDI-12 | 1000 | Sentek 30cm Drill and Drop TriSCAN, SDI-12 soil probe that measures soil moisture and temperature with 12 sensors along the length of the probe. One every 4”/10cm, starting at 2”/5cm. | Yes | Yes | Online Support | Eligible | Eligible for rebate funding. | N/A
11901 | 1475474 | B. & W. RURALPTYLIMITED | LT-1 Leaf Temperature Sensor | 1000 | Weather Parameter Sensor - connects to Telemetry Kit | Not intedend for self install | No | <not provided> | Eligible | Eligible for rebate funding. | N/A
11828 | 1475474 | B. & W. RURALPTYLIMITED | 9 Port Logger Board with 1 Output | 985 | Input Expansion Module | Not intedend for self install | No | <not provided> | Eligible | Eligible for rebate funding. | N/A
11974 | 1475474 | B. & W. RURALPTYLIMITED | EnviroPro 40 cm Soil Moisture Probe ** | 950 | Measures soil moisture and temperature at 4 depths (Sensors at 10cm intervals) | Yes | No | <not provided> | Eligible | Eligible for rebate funding. | N/A
11840 | 1475474 | B. & W. RURALPTYLIMITED | AquaCheck Sub-Surface 40cm Probe with 5m cable | 924 | Soil Mositure Probe - connects by cable to Telemetry Kit | Not intedend for self install | No | <not provided> | Eligible | Eligible for rebate funding. | N/A
12103 | 1475474 | B. & W. RURALPTYLIMITED | 00620 Drill & Drop, 60cm Moist&Temp, SDI-12 | 903.11 | Agricultural agronomy instrument featuring a 60cm Drill & Drop moisture and temperature multi-sensor soil profile probe. Designed to link directly into on-farm telemetry grids via standard SDI-12 communications wiring. (Requires logger). | Yes | NO | <not provided> | Eligible Bundle | Itemised component breakdown required and must be provided when the claim is lodged, in accordance with the Grant Opportunity Guidelines. | N/A
12110 | 1475474 | B. & W. RURALPTYLIMITED | 00614 Drill & Drop, 60cm Moisture+Temp , RS485 Modbus (W. S Cable) | 890 | Professional ag-tech soil instrument featuring a 60cm Drill & Drop moisture and temperature profiling probe. Interfaced directly with industrial telemetry setups via wired RS485 Modbus digital communications. Supplied with a link cable. | Yes | NO | <not provided> | Eligible Bundle | Itemised component breakdown required and must be provided when the claim is lodged, in accordance with the Grant Opportunity Guidelines. | N/A
12118 | 1475474 | B. & W. RURALPTYLIMITED | 00605 Drill & Drop, 60cm Moisture+Temp , RS232 Modbus (W. S Cable) | 890 | Wireless-ready sensor instrument featuring a 60cm Drill & Drop moisture and temperature profiling probe. Engineered to connect with external farm logging nodes via wired RS232 Modbus serial digital communications. Supplied with connecting cable. | Yes | NO | <not provided> | Eligible Bundle | Itemised component breakdown required and must be provided when the claim is lodged, in accordance with the Grant Opportunity Guidelines. | N/A
11906 | 1475474 | B. & W. RURALPTYLIMITED | Soil water potential and temperature sensor, calibrated, SDI-12 output, 5m cable. | 875 | Soil Mositure Probe - connects by cable to Telemetry Kit | Not intedend for self install | No | <not provided> | Eligible | Eligible for rebate funding. | N/A
11902 | 1475474 | B. & W. RURALPTYLIMITED | TDR-315H Sensor - Volumetric Water Content, Temperature & EC | 850 | Soil Mositure Probe - connects by cable to Telemetry Kit | Not intedend for self install | No | <not provided> | Eligible | Eligible for rebate funding. | N/A
11903 | 1475474 | B. & W. RURALPTYLIMITED | TDR-310W Sensor - Volumetric Water Content, Temperature & EC | 850 | Soil Mositure Probe - connects by cable to Telemetry Kit | Not intedend for self install | No | <not provided> | Eligible | Eligible for rebate funding. | N/A
11904 | 1475474 | B. & W. RURALPTYLIMITED | TDR-305N Sensor - Volumetric Water Content, Temperature & EC | 850 | Soil Mositure Probe - connects by cable to Telemetry Kit | Not intedend for self install | No | <not provided> | Eligible | Eligible for rebate funding. | N/A
12353 | 1475474 | B. & W. RURALPTYLIMITED | GoRain | 840 | A high-precision, standalone automated tipping-bucket rain gauge built for continuous micro-local rainfall logging. Aligns with Environmental Monitoring by capturing localized precipitation events, calculating true water-infiltration trends, and mapping historic rainfall variations across property sectors. Utilizes low-power Cellular (LTE-M/4G) data connectivity technology for live logging | Yes | No | Yes | Eligible | Eligible for rebate funding. | N/A
11905 | 1475474 | B. & W. RURALPTYLIMITED | Soil water content, temperature & EC sensor, SDI-12 output, 5m cable | 825 | Soil Mositure Probe - connects by cable to Telemetry Kit | Not intedend for self install | No | <not provided> | Eligible | Eligible for rebate funding. | N/A
12312 | 1475474 | B. & W. RURALPTYLIMITED | 10442 - Water Meter with Pulse Output 4"/100mm [100L] | 800 | Water Meter with Pulse Output 4"/100mm [100L] | Yes | Yes | Online Support | Eligible | Eligible for rebate funding. | N/A
12313 | 1475474 | B. & W. RURALPTYLIMITED | 10443 - Water Meter with Pulse Output 4"/100mm [1000L] | 800 | Water Meter with Pulse Output 4"/100mm [1000L] | Yes | Yes | Online Support | Eligible | Eligible for rebate funding. | N/A
12302 | 1475474 | B. & W. RURALPTYLIMITED | 10614 - Sentek Drill & Drop 30cm / 12" Probe | 800 | Sentek 30cm Drill and Drop soil probe that measures soil moisture and temperature with 12 sensors along the length of the probe. One every 4”/10cm, starting at 2”/5cm. | Yes | Yes | Online Support | Eligible | Eligible for rebate funding. | N/A
11972 | 1475474 | B. & W. RURALPTYLIMITED | Evato 1 ET Sensor (ET1) Long *** | 799 | ET Accessory Kit Long (8m cable) | Yes | No | <not provided> | Eligible | Eligible for rebate funding. | N/A
11971 | 1475474 | B. & W. RURALPTYLIMITED | Evato 1 ET Sensor (ET1) Short *** | 799 | ET Accessory Kit Short (2m cable) | Yes | No | <not provided> | Eligible | Eligible for rebate funding. | N/A
11985 | 1475474 | B. & W. RURALPTYLIMITED | Air Temperature & Humidity Sensor | 790 | TekBox SDI-12 Air Temperature & Humidity Sensor | Yes | No | <not provided> | Eligible | Eligible for rebate funding. | N/A
12100 | 1475474 | B. & W. RURALPTYLIMITED | 00370 Drill & Drop, 30cm TriSCAN, SDI-12 | 748.13 | Multi-sensor agronomy probe offering a 30cm Drill & Drop TriSCAN profile sensor for water, temperature, and salt logging. Integrates into broader systems using an industry-standard SDI-12 digital communications interface. (Requires logger). | Yes | NO | <not provided> | Eligible | Eligible for rebate funding. | N/A
12109 | 1475474 | B. & W. RURALPTYLIMITED | 00364 Drill & Drop, 30cm TriSCAN , RS485 Modbus (W. S Cable) | 748.13 | Subsurface profile probe providing a 30cm Drill & Drop TriSCAN multi-sensor array tracking moisture, temp, and salinity. Employs a rugged RS485 Modbus protocol for seamless integration into farm logging controllers. Supplied with connecting cable. | Yes | NO | <not provided> | Eligible Bundle | Itemised component breakdown required and must be provided when the claim is lodged, in accordance with the Grant Opportunity Guidelines. | N/A
12117 | 1475474 | B. & W. RURALPTYLIMITED | 00355 Drill & Drop, 30cm TriSCAN, RS232 Modbus (W. S Cable) | 748.13 | Smart ag-tech sensor probe providing a 30cm Drill & Drop TriSCAN multisensor tracker evaluating water, temperature, and salinity levels. Integrates into broader systems using an RS232 Modbus serial wired interface. Supplied with connecting cable. | Yes | NO | <not provided> | Eligible Bundle | Itemised component breakdown required and must be provided when the claim is lodged, in accordance with the Grant Opportunity Guidelines. | N/A
12314 | 1475474 | B. & W. RURALPTYLIMITED | 10438 - Water Meter with Pulse Output 3"/80mm [10L] | 700 | Water Meter with Pulse Output 3"/80mm [10L] | Yes | Yes | Online Support | Eligible | Eligible for rebate funding. | N/A
12210 | 1475474 | B. & W. RURALPTYLIMITED | AXT-WW-C-T35 — HiLo Water Tank Level Monitor - Cellular | 699 | Cellular - Water Tank Level Monitor - Cellular | Yes | No | Online Support and Manuals Provided | Eligible | Eligible for rebate funding. | N/A
11839 | 1475474 | B. & W. RURALPTYLIMITED | AquaCheck Sub-Surface 20cm Probe with 5m cable | 685 | Soil Mositure Probe - connects by cable to Telemetry Kit | Not intedend for self install | No | <not provided> | Eligible | Eligible for rebate funding. | N/A
12315 | 1475474 | B. & W. RURALPTYLIMITED | 10436 - Water Meter with Pulse Output 2"/50mm [10L] | 600 | Water Meter with Pulse Output 2"/50mm [10L] | Yes | Yes | Online Support | Eligible | Eligible for rebate funding. | N/A
12316 | 1475474 | B. & W. RURALPTYLIMITED | 10437 - Water Meter with Pulse Output 2"/50mm [100L] | 600 | Water Meter with Pulse Output 2"/50mm [100L] | Yes | Yes | Online Support | Eligible | Eligible for rebate funding. | N/A
12101 | 1475474 | B. & W. RURALPTYLIMITED | 00320 Drill & Drop, 30cm Moist&Temp, SDI-12 | 598.5 | Field instrumentation probe featuring a 30cm Drill & Drop soil moisture and temperature profiling sensor array. Built with a specialized SDI-12 wire interface to facilitate connectivity into automated farm logging hubs. (Requires logger). | Yes | NO | <not provided> | Eligible Bundle | Itemised component breakdown required and must be provided when the claim is lodged, in accordance with the Grant Opportunity Guidelines. | N/A
12108 | 1475474 | B. & W. RURALPTYLIMITED | 00314 Drill & Drop, 30cm Moisture+Temp , RS485 Modbus (W. S Cable) | 598.5 | Agricultural monitoring probe featuring a 30cm Drill & Drop moisture and temperature sensor array. Connects into farm automation systems using an RS485 Modbus digital wired interface profile. Supplied with sensor cable. (Requires logger). | Yes | NO | <not provided> | Eligible Bundle | Itemised component breakdown required and must be provided when the claim is lodged, in accordance with the Grant Opportunity Guidelines. | N/A
12116 | 1475474 | B. & W. RURALPTYLIMITED | 00305 Drill & Drop, 30cm Moisture+Temp , RS232 Modbus (W. S Cable) | 598.5 | Soil status profile probe providing a 30cm Drill & Drop moisture and temperature profiling array. Utilizes a wired RS232 Modbus digital communications protocol interface to connect into third-party telemetry devices. Supplied with connecting cable. | Yes | NO | <not provided> | Eligible Bundle | Itemised component breakdown required and must be provided when the claim is lodged, in accordance with the Grant Opportunity Guidelines. | N/A
11873 | 1475474 | B. & W. RURALPTYLIMITED | Solar Radiation Sensor | 495 | Weather Parameter Sensor - connects to Telemetry Kit | Not intedend for self install | No | <not provided> | Eligible | Eligible for rebate funding. | N/A
11875 | 1475474 | B. & W. RURALPTYLIMITED | Anemometer | 495 | Weather Parameter Sensor - connects to Telemetry Kit | Not intedend for self install | No | <not provided> | Eligible | Eligible for rebate funding. | N/A
12094 | 1475474 | B. & W. RURALPTYLIMITED | 00170 Drill & Drop, Single Point 10cm TriSCAN, Bluetooth + 1 year IrriMAX Plan | 493.09 | Compact agronomic instrument containing a single point 10cm Drill & Drop TriSCAN probe tracking water, temp, and salt. Uses integrated Bluetooth technology for wireless logging. Outfitted with a 1-year analytical IrriMAX subscription. | Yes | Yes, Training online, and via Sentek authorised dealers, and self-train via User Manuals | Yes, Training online, and via Sentek authorised dealers, and self-train via User Manuals | Partially Eligible Bundle | Itemised component breakdown required and must be provided when the claim is lodged, in accordance with the Grant Opportunity Guidelines. Funding will only be assessed against eligible components. | Drill & Drop, TriSCAN
11983 | 1475474 | B. & W. RURALPTYLIMITED | Pressure Switch | 490 | Pressure Switch | Yes | No | <not provided> | Eligible | Eligible for rebate funding. | N/A
12211 | 1475474 | B. & W. RURALPTYLIMITED | AXT-WW-X-T35 — HiLo Water Tank Level Monitor - WiFi | 453 | WiFi - Water Tank Level Monitor - WiFi | Yes | No | Online Support and Manuals Provided | Eligible | Eligible for rebate funding. | N/A
11970 | 1475474 | B. & W. RURALPTYLIMITED | Rain Gauge 1 (RG1) ** | 399 | CropX Rain Gauge | Yes | No | <not provided> | Eligible | Eligible for rebate funding. | N/A
11880 | 1475474 | B. & W. RURALPTYLIMITED | Temperature and Humidity Sensor | 397 | Weather Parameter Sensor - connects to Telemetry Kit | Not intedend for self install | No | <not provided> | Eligible | Eligible for rebate funding. | N/A
11892 | 1475474 | B. & W. RURALPTYLIMITED | Vacuum Pressure Transmitter 0-15PSI Absolute | 364 | Water Pressure Sensor - connects to Telemetry Kit | Not intedend for self install | No | <not provided> | Eligible | Eligible for rebate funding. | N/A
12318 | 1475474 | B. & W. RURALPTYLIMITED | 00018 - Davis Tipping Bucket Rain Gauge | 350 | Davis Instruments rain gauge with 10m bare ended cable. Pole mount version | Yes | NO | <not provided> | Eligible | Eligible for rebate funding. | N/A
11879 | 1475474 | B. & W. RURALPTYLIMITED | Hi Resolution Temp Sensor | 345 | Weather Parameter Sensor - connects to Telemetry Kit | Not intedend for self install | No | <not provided> | Eligible | Eligible for rebate funding. | N/A
11876 | 1475474 | B. & W. RURALPTYLIMITED | Rain Bucket | 330 | Weather Parameter Sensor - connects to Telemetry Kit | Not intedend for self install | No | <not provided> | Eligible | Eligible for rebate funding. | N/A
12099 | 1475474 | B. & W. RURALPTYLIMITED | 00150 Single Point (10cm) Sensor, TriSCAN, SDI-12 (Side) | 323.3 | Specialized instrument component offering a single point 10cm TriSCAN probe measuring soil moisture, temp, and salinity. Features an industry-standard SDI-12 digital interface for external dataloggers. (Requires external telemetry device). | Yes | NO | <not provided> | Eligible Bundle | Itemised component breakdown required and must be provided when the claim is lodged, in accordance with the Grant Opportunity Guidelines. | N/A
11893 | 1475474 | B. & W. RURALPTYLIMITED | Leaf Wetness Sensor | 305 | Weather Parameter Sensor - connects to Telemetry Kit | Not intedend for self install | No | <not provided> | Eligible | Eligible for rebate funding. | N/A
11890 | 1475474 | B. & W. RURALPTYLIMITED | Pressure Transmitter 0-6 Bar (87 PSI) with 9ft of cable prewired (indent) | 258 | Water Pressure Sensor - connects to Telemetry Kit | Not intedend for self install | No | <not provided> | Eligible | Eligible for rebate funding. | N/A
11891 | 1475474 | B. & W. RURALPTYLIMITED | Pressure Transmitter 0-10 Bar (145 PSI) with 9ft of cable prewired (indent) | 258 | Water Pressure Sensor - connects to Telemetry Kit | Not intedend for self install | No | <not provided> | Eligible | Eligible for rebate funding. | N/A
12319 | 1475474 | B. & W. RURALPTYLIMITED | 01474 - 100 PSI Pressure Sensor, 5m cable | 250 | Pressure Sensor Transmitter, M12 (4-pin) conduit connection, measures air or fresh water, 0-100 PSI. Includes 5m cable. | Yes | NO | <not provided> | Eligible | Eligible for rebate funding. | N/A
12466 | 1475474 | B. & W. RURALPTYLIMITED | Farmbot Rain Gauge | 249 | Farmbot Rain Gauge | Yes | No | Yes | Eligible | Eligible for rebate funding. | N/A
11888 | 1475474 | B. & W. RURALPTYLIMITED | Pressure Transmitter 0-6 Bar (87 PSI) with 3ft of cable prewired (indent) | 247 | Water Pressure Sensor - connects to Telemetry Kit | Not intedend for self install | No | <not provided> | Eligible | Eligible for rebate funding. | N/A
11889 | 1475474 | B. & W. RURALPTYLIMITED | Pressure Transmitter 0-10 Bar (145 PSI) with 3ft of cable prewired (indent) | 247 | Water Pressure Sensor - connects to Telemetry Kit | Not intedend for self install | No | <not provided> | Eligible | Eligible for rebate funding. | N/A
11882 | 1475474 | B. & W. RURALPTYLIMITED | Pressure Transmitter 0-0.5 Bar (7 PSI) (External Tank Level Sensor) | 236 | Water Pressure Sensor - connects to Telemetry Kit | Not intedend for self install | No | <not provided> | Eligible | Eligible for rebate funding. | N/A
11883 | 1475474 | B. & W. RURALPTYLIMITED | Pressure Transmitter 0-2.5 Bar (36 PSI) | 236 | Water Pressure Sensor - connects to Telemetry Kit | Not intedend for self install | No | <not provided> | Eligible | Eligible for rebate funding. | N/A
11884 | 1475474 | B. & W. RURALPTYLIMITED | Pressure Transmitter 0-6 Bar (87 PSI) | 236 | Water Pressure Sensor - connects to Telemetry Kit | Not intedend for self install | No | <not provided> | Eligible | Eligible for rebate funding. | N/A
11885 | 1475474 | B. & W. RURALPTYLIMITED | Pressure Transmitter 0-10 Bar (145 PSI) | 236 | Water Pressure Sensor - connects to Telemetry Kit | Not intedend for self install | No | <not provided> | Eligible | Eligible for rebate funding. | N/A
11886 | 1475474 | B. & W. RURALPTYLIMITED | Pressure Transmitter 0-16 Bar (230 PSI) | 236 | Water Pressure Sensor - connects to Telemetry Kit | Not intedend for self install | No | <not provided> | Eligible | Eligible for rebate funding. | N/A
11887 | 1475474 | B. & W. RURALPTYLIMITED | Pressure Transmitter 0-25 Bar (350 PSI) | 236 | Water Pressure Sensor - connects to Telemetry Kit | Not intedend for self install | No | <not provided> | Eligible | Eligible for rebate funding. | N/A
11849 | 1475474 | B. & W. RURALPTYLIMITED | Level Shift Board - use with EnviroPro for extended cable runs | 37 | Adaptor Board for existing probes to connect to Telemetry Kits | Not intedend for self install | No | <not provided> | Eligible | Eligible for rebate funding. | N/A
6147 | 1475531 | BioScout Pty Ltd | Bioscout Spore unit Hardware (one off charge) single unit min 2 per farm | 15000 | Monitor airborne spores prior to infection | Yes | Yes | Bioscout will send trained staff to deploy and customers success will do onboarding and supprt | Eligible | Eligible for rebate funding. | N/A
9762 | 1475427 | CINSTRAL EXPORTS PTY LTD | WS-DN100-NiMH-4G-DAVIS-TDP | 6610 | 4G Weather Station Telemetry Package with quick shift tripod and levelling legs: DN100 standalone 4G telemetry system incorporating a Davis weather station with connectivity to the RIMIK ESPII online platform | Yes | Yes | Phone support together with guides and turorials for the online interface | Eligible Bundle | Itemised component breakdown required and must be provided when the claim is lodged, in accordance with the Grant Opportunity Guidelines. | N/A
9761 | 1475427 | CINSTRAL EXPORTS PTY LTD | WS-DN100-NiMH-4G-DAVIS-H | 6160 | 4G Weather Station Telemetry Package with fixed H frame: DN100 standalone 4G telemetry system incorporating a Davis weather station with connectivity to the RIMIK ESPII online platform | Yes | Yes | Phone support together with guides and turorials for the online interface | Eligible Bundle | Itemised component breakdown required and must be provided when the claim is lodged, in accordance with the Grant Opportunity Guidelines. | N/A
9831 | 1475427 | CINSTRAL EXPORTS PTY LTD | DN200-SA-SAT-21AH-R/R | 4805 | DN200 self powered remote standalone satellite package Modular DN200 PCB Assembly mounted in IP65 300x400x200 metal enclosure with lock Flexsense satellite modem with TTL to RS232 comms cable mounted internally with 8 pin plug and socket cable junction. 4 x modular I/O available for array of inputs. Local alert output function capablies. Battery holder with 12V DC, 21AH battery, 1 off 10W solar panel Pole mounting kit | Yes | Yes | Phone and online support together with guides and turorials for the online interface | Eligible Bundle | Itemised component breakdown required and must be provided when the claim is lodged, in accordance with the Grant Opportunity Guidelines. | N/A
9819 | 1475427 | CINSTRAL EXPORTS PTY LTD | ATMOS-41 | 4500 | ATMOS All in one weather station Air temperature, relative humidity, vapor pressure, barometric pressure, wind speed, gust and direction, solar radiation, precipitation, lightning strike counter and distance Includes bird guard, SDI-12 output and 5m cable | Yes | No | Remote configuration support by RIMIK service team | Eligible | Eligible for rebate funding. | N/A
9812 | 1475427 | CINSTRAL EXPORTS PTY LTD | AT200-21 | 3640 | In-Situ Aqua TROLL 200 level and EC sensor, range 21m (69ft - 30 psig) | Yes | No | Remote configuration support by RIMIK service team | Eligible | Eligible for rebate funding. | N/A
9817 | 1475427 | CINSTRAL EXPORTS PTY LTD | GWISS-6820C | 1550 | Davis Weather Station - Cabled GroWeather Ag Focused VP2 ISS Sensor Suite - Includes Collector II Rain Gauge, Anemometer, Wind Direction, Temperature, Humidity, and Solar Radiation Sensor | Yes | No | Remote configuration support by RIMIK service team | Eligible | Eligible for rebate funding. | N/A
9830 | 1475427 | CINSTRAL EXPORTS PTY LTD | FLEX-SAT-INSK-SDI12 | 1350 | Flex Satellite Installation SDI-12 Input Package for satellite transmission of soil mositure and weather data fro m SDI-12 devices as well as standard inputs Includes Flexsense satellite with Rimik firmware package and input junction box on integrated mounting plate together with pole mouniting clamps 4 x AA Lithium non rechargable batteries 2 x Digital, 1 x 4-20mA & SDI-12 inputs | Yes | Yes | Phone and online support together with guides and turorials for the online interface | Eligible | Eligible for rebate funding. | N/A
9814 | 1475427 | CINSTRAL EXPORTS PTY LTD | Cable-30S&T-INSITU | 1225 | In-Situ rugged twist-lock cable, 30m, vented, poly, stripped and tinned, no adaptor, no reel | Yes | No | Remote configuration support by RIMIK service team | Eligible | Eligible for rebate funding. | N/A
9829 | 1475427 | CINSTRAL EXPORTS PTY LTD | FLEX-SAT-INSK-STD | 1190 | Flex Satellite Installation Standard Input Package for satellite transmission of tank level, rainfall and flow meter data Includes Flexsense satellite with Rimik firmware package and input junction box on integrated mounting plate together with pole mouniting clamps 4 x AA Lithium non rechargable batteries 2 x Digital & 1 x 4-20mA inputs | Yes | Yes | Phone and online support together with guides and turorials for the online interface | Eligible | Eligible for rebate funding. | N/A
9823 | 1475427 | CINSTRAL EXPORTS PTY LTD | EP100GL-08 | 1140 | Soil Moisture Probe - EnviroPro - 8 level sensor with Moisture and Temperature - 800mm | Yes | No | Remote configuration support by RIMIK service team | Eligible | Eligible for rebate funding. | N/A
9813 | 1475427 | CINSTRAL EXPORTS PTY LTD | Cable-20S&T-INSITU | 985 | In-Situ rugged twist-lock cable, 20m, vented, poly, stripped and tinned, no adaptor, no reel | Yes | No | Remote configuration support by RIMIK service team | Eligible | Eligible for rebate funding. | N/A
9822 | 1475427 | CINSTRAL EXPORTS PTY LTD | EP100GL-04 | 850 | Soil Moisture Probe - EnviroPro - 4 level sensor with Moisture and Temperature - 400mm | Yes | No | Remote configuration support by RIMIK service team | Eligible | Eligible for rebate funding. | N/A
9821 | 1475427 | CINSTRAL EXPORTS PTY LTD | TEROS-12 | 405 | TEROS - Soil Moisture, EC and Soil Temperature, 3.6-15V DC Input, SDI-12 output | Yes | No | Remote configuration support by RIMIK service team | Eligible | Eligible for rebate funding. | N/A
9825 | 1475427 | CINSTRAL EXPORTS PTY LTD | UB-LTH-N1 | 360 | UbiBot - Leaf Temperature and Humidity Sensor - 4.5-30V input, ModBus RTU Output, 95mA max, IP67 x 3m cable | Yes | No | Remote configuration support by RIMIK service team | Eligible | Eligible for rebate funding. | N/A
9820 | 1475427 | CINSTRAL EXPORTS PTY LTD | TEROS-11 | 350 | TEROS - Soil moisture and temperature sensor, SDI-12 output, 5m cable | Yes | No | Remote configuration support by RIMIK service team | Eligible | Eligible for rebate funding. | N/A
9818 | 1475427 | CINSTRAL EXPORTS PTY LTD | RG-7852M | 285 | Davis Pole Mount Aerocone Rain Collector w/Bird Spike | Yes | No | Remote configuration support by RIMIK service team | Eligible | Eligible for rebate funding. | N/A
9769 | 1475427 | CINSTRAL EXPORTS PTY LTD | DNM Comms Davis ISS V1.3 | 120 | DataNode communication module for Davis ISS with RJ11 connector | Yes | No | Remote configuration support by RIMIK service team | Eligible | Eligible for rebate funding. | N/A
9772 | 1475427 | CINSTRAL EXPORTS PTY LTD | DNM Comms SDI-12 V1.3 | 106 | DataNode communication module for SDI-12 (V1.3). Suits soil moisture probes, weather stations and other SDI-12 sensors | Yes | No | Remote configuration support by RIMIK service team | Eligible | Eligible for rebate funding. | N/A
9767 | 1475427 | CINSTRAL EXPORTS PTY LTD | DNM AI Davis 6470 V1.2 | 48 | DataNode analogue input module, for Davis 6470 Temperature Probe (V1.2). Suit Davis soil temperature probe. | Yes | No | Remote configuration support by RIMIK service team | Eligible | Eligible for rebate funding. | N/A
3947 | 1475328 | Cleve Rural Traders Pty Ltd | AGC Weather Stations - Complete with ATH-2S + Hyquest | 7415 | AGC Weather Stations - Complete with ATH-2S + Hyquest | No | No | Not Required | Eligible | Eligible for rebate funding. | N/A
3946 | 1475328 | Cleve Rural Traders Pty Ltd | AGC Weather Stations - Complete with ATH-2S + Davis | 6930 | AGC Weather Stations - Complete with ATH-2S + Davis | No | No | Not Required | Eligible | Eligible for rebate funding. | N/A
3949 | 1475328 | Cleve Rural Traders Pty Ltd | Standalone Wideye Logger and 90cm Sentek Moisture Probe + RG | 4290 | Standard Wildeye logger, solar panel & high gain antenna. Connected is 90cm + 10cm Sentek Drill & Drop soil moisture probe. Data is then accessed through the Wildeye Remote Monitoring App | No | No | Not Required | Eligible | Eligible for rebate funding. | N/A
3984 | 1475328 | Cleve Rural Traders Pty Ltd | Tekbox SDI-12 Wind speed & Direction combination with 2 x holders | 2695 | The wind speed & direction sensors are typically pruchased as a kit for the weather station which includes a wind speed, wind direction sensor and two mounting brackets | No | No | Not Required | Partially Eligible Bundle | Itemised component breakdown required and must be provided when the claim is lodged, in accordance with the Grant Opportunity Guidelines. Funding will only be assessed against eligible components. | Tekbox SDI-12 Sensor(s)
3951 | 1475328 | Cleve Rural Traders Pty Ltd | AGC Basic WS + Rain Gauge | 2690 | AGC Basic WS + Rain Gauge | Yes | No | Not Required | Partially Eligible Bundle | Itemised component breakdown required and must be provided when the claim is lodged, in accordance with the Grant Opportunity Guidelines. Funding will only be assessed against eligible components. | Standard Wildeye logger High gain antenna Air temperature sensor Rain gauge
3948 | 1475328 | Cleve Rural Traders Pty Ltd | Sentek 90cm D&D Moisture Probe added to WS | 2365 | A 90cm + 10cm Sentek Drill & Drop soil moisture probe can be added to an existing telemetry unit, whether it be a Leak Detection unit, tank sensor or weaterh station. Data is then accessed through the Wildeye Remote Monitoring App | No | No | Not Required | Eligible | Eligible for rebate funding. | N/A
4000 | 1475328 | Cleve Rural Traders Pty Ltd | Sentek 120cm Triscan D & D - 01270 | 2225 | The Sentek 30cm Drill & Drop probe 12 sensors for measurement of soil moisture, salinity and temperature | No | No | Not Required | Eligible | Eligible for rebate funding. | N/A
3950 | 1475328 | Cleve Rural Traders Pty Ltd | AGC Basic WS | 2195 | Standard Wildeye logger, solar panel & high gain antenna. Connected is an air temperature sensor. Primarily for frost detection. Data is sent via the 4G network to the wildeye platform & accessed via the Wildeye Remote Monitoring App | Yes | No | Not Required | Eligible | Eligible for rebate funding. | N/A
3995 | 1475328 | Cleve Rural Traders Pty Ltd | Sentek 120cm Moist D & D - 01220 | 1840 | The Sentek 30cm Drill & Drop probe 12 sensors for measurement of soil moisture and temperature | No | No | Not Required | Eligible | Eligible for rebate funding. | N/A
3999 | 1475328 | Cleve Rural Traders Pty Ltd | Sentek 90cm Triscan D & D - 00939 | 1810 | The Sentek 30cm Drill & Drop probe 9 sensors for measurement of soil moisture, salinity and temperature | No | No | Not Required | Eligible | Eligible for rebate funding. | N/A
3994 | 1475328 | Cleve Rural Traders Pty Ltd | Sentek 90cm Moist D & D - 00919 | 1475 | The Sentek 30cm Drill & Drop probe 9 sensors for measurement of soil moisture and temperature | No | No | Not Required | Eligible | Eligible for rebate funding. | N/A
3998 | 1475328 | Cleve Rural Traders Pty Ltd | Sentek 60cm Triscan D & D - 00670 | 1390 | The Sentek 30cm Drill & Drop probe 6 sensors for measurement of soil moisture, salinity and temperature | No | No | Not Required | Eligible | Eligible for rebate funding. | N/A
3987 | 1475328 | Cleve Rural Traders Pty Ltd | Tekbox SDI-12 Wind direction sensor (no holder) - WV01 | 1240 | Wind direction sensors can be purchased as an individual item | No | No | Not Required | Eligible | Eligible for rebate funding. | N/A
3986 | 1475328 | Cleve Rural Traders Pty Ltd | Tekbox SDI-12 Wind speed sensor (no holder) - WS01 | 1240 | Wind speed sensors can be purchased as an individual item | No | No | Not Required | Eligible | Eligible for rebate funding. | N/A
3969 | 1475328 | Cleve Rural Traders Pty Ltd | ICT Temp / RH (ACC-SEN-ATH - Atmos ATH-2S) (NO SHIELD) | 1150 | The SDI12 Air Temperature & Relative Humidity sensor connects to the Wildeye Logger. It connects into a Wildeye Logger and data is accessed via the Wildeye Remote Monitoring App | No | No | Not Required | Eligible | Eligible for rebate funding. | N/A
3993 | 1475328 | Cleve Rural Traders Pty Ltd | Sentek 60cm Moist D & D - 00620 | 1110 | The Sentek 30cm Drill & Drop probe 6 sensors for measurement of soil moisture and temperature | No | No | Not Required | Eligible | Eligible for rebate funding. | N/A
3982 | 1475328 | Cleve Rural Traders Pty Ltd | Rika Solar Radiation Sensor - RK200-04 - SDI-12 300 – 1100nm 0-1500W/m2 | 1015 | Solar radiation sensors can be added to weather stations to provide the extra parameter required for ETO calculations | No | No | Not Required | Eligible | Eligible for rebate funding. | N/A
3955 | 1475328 | Cleve Rural Traders Pty Ltd | Rain Gauge - Hyquest (complete) | 935 | The high spec tipping bucket rain gauge can be connected to an existing Wildeye telemetry unit to remotely record rainfall. Data is then accessed via the Wildeye Remote Monitoring App | No | No | Not Required | Eligible | Eligible for rebate funding. | N/A
3997 | 1475328 | Cleve Rural Traders Pty Ltd | Sentek 30cm Triscan D & D - 00370 | 930 | The Sentek 30cm Drill & Drop probe 3 sensors for measurement of soil moisture, salinity and temperature | No | No | Not Required | Eligible | Eligible for rebate funding. | N/A
3992 | 1475328 | Cleve Rural Traders Pty Ltd | Sentek 30cm Moist D & D - 00320 | 750 | The Sentek 30cm Drill & Drop probe 3 sensors for measurement of soil moisture and temperature | No | No | Not Required | Eligible | Eligible for rebate funding. | N/A
3996 | 1475328 | Cleve Rural Traders Pty Ltd | Sentek 10cm Triscan D & D - 00150 | 510 | The Sentek 10cm Drill & Drop probe allows for a single point measurement of soil moisture, salinity and temperature | No | No | Not Required | Eligible | Eligible for rebate funding. | N/A
3953 | 1475328 | Cleve Rural Traders Pty Ltd | Rain Gauge - Davis (complete) | 455 | The tipping bucket rain gauge can be connected to an existing Wildeye telemetry unit to remotely record rainfall. Data is then accessed via the Wildeye Remote Monitoring App | No | No | Not Required | Eligible | Eligible for rebate funding. | N/A
3954 | 1475328 | Cleve Rural Traders Pty Ltd | Rain Gauge - Pronamic (complete) | 435 | The slimline compact tipping bucket rain gauge can be connected to an existing Wildeye telemetry unit to remotely record rainfall. Data is then accessed via the Wildeye Remote Monitoring App | No | No | Not Required | Eligible | Eligible for rebate funding. | N/A
3988 | 1475328 | Cleve Rural Traders Pty Ltd | Rain Gauge - Pronamic | 385 | The slimline compact tipping bucket rain gauge can be connected to an existing Wildeye telemetry unit to remotely record rainfall. This is just the rainbucket and needs wiring and mounting for use | No | No | Not Required | Eligible | Eligible for rebate funding. | N/A
3991 | 1475328 | Cleve Rural Traders Pty Ltd | Sentek 10cm Moist D & D - 00100 | 380 | The Sentek 10cm Drill & Drop probe allows for a single point measurement of soil moisture and temperature | No | No | Not Required | Eligible | Eligible for rebate funding. | N/A
3983 | 1475328 | Cleve Rural Traders Pty Ltd | Tekbox RG Module | 360 | The RG module is the chip needed for the "Extra Pulse Counter Modules" | No | No | Not Required | Eligible | Eligible for rebate funding. | N/A
3970 | 1475328 | Cleve Rural Traders Pty Ltd | ICT Radiation Shield (ACC-SHIELD-ATH - Atmos ATH-2S) | 275 | The radiation screen is used to provide "shielded" temperature readings for the "ACC-SEN-ATH" & "ACC-EXP-T.2" | No | No | Not Required | Eligible | Eligible for rebate funding. | N/A
3968 | 1475328 | Cleve Rural Traders Pty Ltd | Temp Sensor (ACC-EXP-T.2) | 270 | The SDI12 Air Temperature sensor connects to the Wildeye Logger.Typically used as the temp sensor for the "Basic Weather Station". It connects into a Wildeye Logger and data is accessed via the Wildeye Remote Monitoring App | No | No | Not Required | Eligible | Eligible for rebate funding. | N/A
3918 | 1475410 | Connectiva Pty Ltd | Weather Station (temperature, relative humidity, wind speed, wind direction, barometric pressure, rainfall) - LoRaWAN® | 3154.2 | A complete weather monitoring system that tracks temperature, humidity, wind speed, direction, barometric pressure, and rainfall. Solar-powered with a backup battery, this all-in-one IP67-rated system delivers research-grade accuracy and is built with robust materials for challenging conditions. Includes LoRaWAN controller and data converter. | Yes - The product can be self-installed by the Primary Producer. Remote or on-site installation support is available if required. | Generally no - Once installed and configured, the product is designed to operate on a set-and-forget basis. However, remote or on-site training can be provided if required. | If professional installation or training is required, Connectiva can provide remote or onsite technical assistance, installation guidance, platform configuration support, documentation, and, where appropriate, simple sensor installation or data cabling support. Where installation involves electrical power provisioning, fixed electrical work, tower work, working at heights, or other specialist activities, the Primary Producer may engage a suitably qualified third-party provider. Connectiva can coordinate with, or provide technical guidance to, those providers to support correct installation and commissioning of the solution. Connectiva maintains a network of experienced contractors whom clients can contact if needed. | Eligible | Eligible for rebate funding. | N/A
3917 | 1475410 | Connectiva Pty Ltd | Weather Station (temperature, relative humidity, wind speed, wind direction, barometric pressure, rainfall) - WiFi | 2212 | A complete weather monitoring system that tracks temperature, humidity, wind speed, direction, barometric pressure, and rainfall. Solar-powered with a backup battery, this all-in-one IP67-rated system delivers research-grade accuracy and is built with robust materials for challenging conditions. | Yes - The product can be self-installed by the Primary Producer. Remote or on-site installation support is available if required. | Generally no - Once installed and configured, the product is designed to operate on a set-and-forget basis. However, remote or on-site training can be provided if required. | If professional installation or training is required, Connectiva can provide remote or onsite technical assistance, installation guidance, platform configuration support, documentation, and, where appropriate, simple sensor installation or data cabling support. Where installation involves electrical power provisioning, fixed electrical work, tower work, working at heights, or other specialist activities, the Primary Producer may engage a suitably qualified third-party provider. Connectiva can coordinate with, or provide technical guidance to, those providers to support correct installation and commissioning of the solution. Connectiva maintains a network of experienced contractors whom clients can contact if needed. | Eligible | Eligible for rebate funding. | N/A
3914 | 1475410 | Connectiva Pty Ltd | Sentek Drill & Drop, TriSCAN probe combined with LoRaWAN® Controller 120cm | 2104.8 | A range of high-precision 30cm, 60cm, 90cm, and 120cm probes combined with LoRaWAN® controllers, offering flexible soil monitoring solutions. Solar, battery, or DC-powered, with easy integration into Global-IoT platforms. These systems can be expanded with additional sensors for enhanced farm management. | Yes - The product can be self-installed by the Primary Producer. Remote or on-site installation support is available if required. | Generally no - Once installed and configured, the product is designed to operate on a set-and-forget basis. However, remote or on-site training can be provided if required. | If professional installation or training is required, Connectiva can provide remote or onsite technical assistance, installation guidance, platform configuration support, documentation, and, where appropriate, simple sensor installation or data cabling support. Where installation involves electrical power provisioning, fixed electrical work, tower work, working at heights, or other specialist activities, the Primary Producer may engage a suitably qualified third-party provider. Connectiva can coordinate with, or provide technical guidance to, those providers to support correct installation and commissioning of the solution. Connectiva maintains a network of experienced contractors whom clients can contact if needed. | Eligible | Eligible for rebate funding. | N/A
3921 | 1475410 | Connectiva Pty Ltd | Ultrasonic Flowmeter - LoRaWAN® | 1985.2 | Ultrasonic Flowmeter provides an accurate reading of liquid flow rate and accumulated flow. Long-term stability and a high-resolution measurement range measures water usage and can also monitor leak detection and very low flow accurately across your irrigation systems. Requires additional controller, power supply and wiring solutions depending on site requirements. | Yes - The product can be self-installed by the Primary Producer. Remote or on-site installation support is available if required. | Generally no - Once installed and configured, the product is designed to operate on a set-and-forget basis. However, remote or on-site training can be provided if required. | If professional installation or training is required, Connectiva can provide remote or onsite technical assistance, installation guidance, platform configuration support, documentation, and, where appropriate, simple sensor installation or data cabling support. Where installation involves electrical power provisioning, fixed electrical work, tower work, working at heights, or other specialist activities, the Primary Producer may engage a suitably qualified third-party provider. Connectiva can coordinate with, or provide technical guidance to, those providers to support correct installation and commissioning of the solution. Connectiva maintains a network of experienced contractors whom clients can contact if needed. | Eligible | Eligible for rebate funding. | N/A
3913 | 1475410 | Connectiva Pty Ltd | Sentek Drill & Drop, TriSCAN probe combined with LoRaWAN® Controller 30cm | 1279.8 | A range of high-precision 30cm, 60cm, 90cm, and 120cm probes combined with LoRaWAN® controllers, offering flexible soil monitoring solutions. Solar, battery, or DC-powered, with easy integration into Global-IoT platforms. These systems can be expanded with additional sensors for enhanced farm management. | Yes - The product can be self-installed by the Primary Producer. Remote or on-site installation support is available if required. | Generally no - Once installed and configured, the product is designed to operate on a set-and-forget basis. However, remote or on-site training can be provided if required. | If professional installation or training is required, Connectiva can provide remote or onsite technical assistance, installation guidance, platform configuration support, documentation, and, where appropriate, simple sensor installation or data cabling support. Where installation involves electrical power provisioning, fixed electrical work, tower work, working at heights, or other specialist activities, the Primary Producer may engage a suitably qualified third-party provider. Connectiva can coordinate with, or provide technical guidance to, those providers to support correct installation and commissioning of the solution. Connectiva maintains a network of experienced contractors whom clients can contact if needed. | Eligible | Eligible for rebate funding. | N/A
3915 | 1475410 | Connectiva Pty Ltd | CO2, barometric pressure, humidity, temperature - LoRaWAN® | 442.8 | IP65-rated, battery-powered multi-sensor that monitors CO2, barometric pressure, humidity, and temperature. Ideal for use cases such as greenhouses and monitoring Co2 during wine production, it provides accurate environmental monitoring over LoRaWAN® for real-time data collection. | Yes - The product can be self-installed by the Primary Producer. Remote or on-site installation support is available if required. | Generally no - Once installed and configured, the product is designed to operate on a set-and-forget basis. However, remote or on-site training can be provided if required. | If professional installation or training is required, Connectiva can provide remote or onsite technical assistance, installation guidance, platform configuration support, documentation, and, where appropriate, simple sensor installation or data cabling support. Where installation involves electrical power provisioning, fixed electrical work, tower work, working at heights, or other specialist activities, the Primary Producer may engage a suitably qualified third-party provider. Connectiva can coordinate with, or provide technical guidance to, those providers to support correct installation and commissioning of the solution. Connectiva maintains a network of experienced contractors whom clients can contact if needed. | Eligible | Eligible for rebate funding. | N/A
3919 | 1475410 | Connectiva Pty Ltd | Rain Collector Pole Mountable | 367.2 | This rain collector can be used with Vantage Pro2™ weather stations, including Vantage Pro2, Vantage Pro2 Plus, and the Sensor Transmitter, as well as an EnviroMonitor Node. | Yes - The product can be self-installed by the Primary Producer. Remote or on-site installation support is available if required. | Generally no - Once installed and configured, the product is designed to operate on a set-and-forget basis. However, remote or on-site training can be provided if required. | If professional installation or training is required, Connectiva can provide remote or onsite technical assistance, installation guidance, platform configuration support, documentation, and, where appropriate, simple sensor installation or data cabling support. Where installation involves electrical power provisioning, fixed electrical work, tower work, working at heights, or other specialist activities, the Primary Producer may engage a suitably qualified third-party provider. Connectiva can coordinate with, or provide technical guidance to, those providers to support correct installation and commissioning of the solution. Connectiva maintains a network of experienced contractors whom clients can contact if needed. | Eligible | Eligible for rebate funding. | N/A
3912 | 1475410 | Connectiva Pty Ltd | Irrigation Soil Moisture, EC, Temperature Sensor - LoRaWAN® | 238.8 | An IP66-rated, battery-powered sensor that monitors soil moisture, temperature, and electrical conductivity, ideal for remote agricultural applications. Using LoRaWAN®, it delivers real-time data to optimize irrigation and soil management. Cost-effective with long battery life and wireless communication. | Yes - The product can be self-installed by the Primary Producer. Remote or on-site installation support is available if required. | Generally no - Once installed and configured, the product is designed to operate on a set-and-forget basis. However, remote or on-site training can be provided if required. | If professional installation or training is required, Connectiva can provide remote or onsite technical assistance, installation guidance, platform configuration support, documentation, and, where appropriate, simple sensor installation or data cabling support. Where installation involves electrical power provisioning, fixed electrical work, tower work, working at heights, or other specialist activities, the Primary Producer may engage a suitably qualified third-party provider. Connectiva can coordinate with, or provide technical guidance to, those providers to support correct installation and commissioning of the solution. Connectiva maintains a network of experienced contractors whom clients can contact if needed. | Eligible | Eligible for rebate funding. | N/A
3916 | 1475410 | Connectiva Pty Ltd | Temperature, Humidity Sensor with battery-powered - LoRaWAN® | 106.8 | Compact IP67-rated, battery-powered sensor for monitoring temperature and humidity, perfect for greenhouses and outdoor environments. Features long battery life and high accuracy. | Yes - The product can be self-installed by the Primary Producer. Remote or on-site installation support is available if required. | Generally no - Once installed and configured, the product is designed to operate on a set-and-forget basis. However, remote or on-site training can be provided if required. | If professional installation or training is required, Connectiva can provide remote or onsite technical assistance, installation guidance, platform configuration support, documentation, and, where appropriate, simple sensor installation or data cabling support. Where installation involves electrical power provisioning, fixed electrical work, tower work, working at heights, or other specialist activities, the Primary Producer may engage a suitably qualified third-party provider. Connectiva can coordinate with, or provide technical guidance to, those providers to support correct installation and commissioning of the solution. Connectiva maintains a network of experienced contractors whom clients can contact if needed. | Eligible | Eligible for rebate funding. | N/A
3920 | 1475410 | Connectiva Pty Ltd | Water Flow Sensor - LoRaWAN® | 106.8 | Pulse Counter is used to remotely read metering data from water meters. It turns existing traditional water meters into smart meters via LoRaWAN® network which further enables easier management and increases the efficiency of water use. | Yes - The product can be self-installed by the Primary Producer. Remote or on-site installation support is available if required. | Generally no - Once installed and configured, the product is designed to operate on a set-and-forget basis. However, remote or on-site training can be provided if required. | If professional installation or training is required, Connectiva can provide remote or onsite technical assistance, installation guidance, platform configuration support, documentation, and, where appropriate, simple sensor installation or data cabling support. Where installation involves electrical power provisioning, fixed electrical work, tower work, working at heights, or other specialist activities, the Primary Producer may engage a suitably qualified third-party provider. Connectiva can coordinate with, or provide technical guidance to, those providers to support correct installation and commissioning of the solution. Connectiva maintains a network of experienced contractors whom clients can contact if needed. | Eligible | Eligible for rebate funding. | N/A
1296 | 1473518 | Control Unlimited Pty Ltd | GrainWatch - Cellular | 1850 | GrainWatch is designed to continuously monitor grain condition and send alerts when temperature or moisture levels move outside set limits. Communicating via Wi-Fi or cellular networks to the GrainWatch Dashboard, the system enables growers to remotely access live data and storage information in real time. GrainWatch helps reduce uncertainty around grain storage, drying, and marketing decisions, while its portable design allows it to be easily moved between storages as required. | Yes | No | GrainWatch is supplied as a ready-made, easy-to-install solution, requiring only simple mounting to the silo structure. Once installed and powered on, the system operates automatically and does not require ongoing manual operation or specialised training. Customers are provided with guidance on interpreting the information and alerts available through the GrainWatch Dashboard, with support available at the time of purchase and ongoing phone assistance provided by the Control Unlimited team when required. | Eligible | Eligible for rebate funding. | N/A
1295 | 1473518 | Control Unlimited Pty Ltd | GrainWatch - WIFI | 1850 | GrainWatch is designed to continuously monitor grain condition and send alerts when temperature or moisture levels move outside set limits. Communicating via Wi-Fi or cellular networks to the GrainWatch Dashboard, the system enables growers to remotely access live data and storage information in real time. GrainWatch helps reduce uncertainty around grain storage, drying, and marketing decisions, while its portable design allows it to be easily moved between storages as required. | Yes | No | GrainWatch is supplied as a ready-made, easy-to-install solution, requiring only simple mounting to the silo structure. Once installed and powered on, the system operates automatically and does not require ongoing manual operation or specialised training. Customers are provided with guidance on interpreting the information and alerts available through the GrainWatch Dashboard, with support available at the time of purchase and ongoing phone assistance provided by the Control Unlimited team when required. | Eligible | Eligible for rebate funding. | N/A
10421 | 1474885 | COOLOOLA PUMP & IRRIGATION PTY. LTD. | Vaisala Weather Transmitter | 10050 | Weather Station - connects to Telemetry Kit | Not intedend for self install | No | <not provided> | Eligible | Eligible for rebate funding. | N/A
10420 | 1474885 | COOLOOLA PUMP & IRRIGATION PTY. LTD. | ATMOS 41 Gen 2 all-in-one weather station including bird guard, SDI-12 output, 5m cable | 7500 | Weather Station - connects to Telemetry Kit | Not intedend for self install | No | <not provided> | Eligible | Eligible for rebate funding. | N/A
10346 | 1474885 | COOLOOLA PUMP & IRRIGATION PTY. LTD. | iData - Webgateway (9 Inputs), requires a mobile phone SIM (not included)* | 3700 | Solar Powered Radio Telemetry Kit for Environmental or Farm Management Sensors with Cellular Modem | Not intedend for self install | No | <not provided> | Eligible | Eligible for rebate funding. | N/A
10353 | 1474885 | COOLOOLA PUMP & IRRIGATION PTY. LTD. | iData - Webgateway Dual, requires a mobile phone SIM (not included)* | 3355 | Solar Powered Radio Telemetry Kit for Environmental or Farm Management Sensors with Cellular Modem, with outputs to control two devices | Not intedend for self install | No | <not provided> | Eligible | Eligible for rebate funding. | N/A
10398 | 1474885 | COOLOOLA PUMP & IRRIGATION PTY. LTD. | EnviroPro Sub Surface 160S Moisture, Temp, Salinity Probe | 3320 | Soil Mositure Probe - connects by cable to Telemetry Kit | Not intedend for self install | No | <not provided> | Eligible | Eligible for rebate funding. | N/A
10344 | 1474885 | COOLOOLA PUMP & IRRIGATION PTY. LTD. | iData - Web 4G (9 Inputs) , requires a mobile phone SIM (not included)* | 2775 | Solar Powered Telemetry Kit for Environmental or Farm Management Sensors with Cellular Modem | Not intedend for self install | No | <not provided> | Eligible | Eligible for rebate funding. | N/A
10345 | 1474885 | COOLOOLA PUMP & IRRIGATION PTY. LTD. | iData - Web 4G (9 Inputs) with 240v Plug Pack, requires a mobile phone SIM (not included)* | 2775 | Mains Powered Telemetry Kit for Environmental or Farm Management Sensors with Cellular Modem | Not intedend for self install | No | <not provided> | Eligible | Eligible for rebate funding. | N/A
10351 | 1474885 | COOLOOLA PUMP & IRRIGATION PTY. LTD. | iData - Webgateway Single, requires a mobile phone SIM (not included)* | 2650 | Solar Powered Radio Telemetry Kit for Environmental or Farm Management Sensors with Cellular Modem, with output to control one device | Not intedend for self install | No | <not provided> | Eligible | Eligible for rebate funding. | N/A
10352 | 1474885 | COOLOOLA PUMP & IRRIGATION PTY. LTD. | iData - Webgateway Single with 240v Plug Pack, requires a mobile phone SIM (not included)* | 2650 | Mains Powered Radio Telemetry Kit for Environmental or Farm Management Sensors with Cellular Modem, with outputs to control two devices | Not intedend for self install | No | <not provided> | Eligible | Eligible for rebate funding. | N/A
10350 | 1474885 | COOLOOLA PUMP & IRRIGATION PTY. LTD. | iData - Web Dual, requires a mobile phone SIM (not included)* | 2525 | Solar Powered Telemetry Kit for Environmental or Farm Management Sensors with Cellular Modem with outputs to control two devices | Not intedend for self install | No | <not provided> | Eligible | Eligible for rebate funding. | N/A
10320 | 1474885 | COOLOOLA PUMP & IRRIGATION PTY. LTD. | iData - Radio (9 inputs) with Extra Large Hinged Enclosure | 2455 | Solar Powered Radio Telemetry Kit for Environmental or Farm Management Sensors | Not intedend for self install | No | <not provided> | Eligible | Eligible for rebate funding. | N/A
10397 | 1474885 | COOLOOLA PUMP & IRRIGATION PTY. LTD. | EnviroPro Sub Surface 120S Moisture, Temp, Salinity Probe | 2400 | Soil Mositure Probe - connects by cable to Telemetry Kit | Not intedend for self install | No | <not provided> | Eligible | Eligible for rebate funding. | N/A
10319 | 1474885 | COOLOOLA PUMP & IRRIGATION PTY. LTD. | iData - Radio (9 inputs) with Extra Large Enclosure and 7AH Lithium Battery | 2205 | Solar Powered Radio Telemetry Kit for Environmental or Farm Management Sensors | Not intedend for self install | No | <not provided> | Eligible | Eligible for rebate funding. | N/A
10318 | 1474885 | COOLOOLA PUMP & IRRIGATION PTY. LTD. | iData - Radio (9 inputs) with Extra Large Enclosure | 2155 | Solar Powered Radio Telemetry Kit for Environmental or Farm Management Sensors | Not intedend for self install | No | <not provided> | Eligible | Eligible for rebate funding. | N/A
10317 | 1474885 | COOLOOLA PUMP & IRRIGATION PTY. LTD. | iData - Radio (9 inputs) with 7AH Lithium Battery | 2099 | Solar Powered Radio Telemetry Kit for Environmental or Farm Management Sensors | Not intedend for self install | No | <not provided> | Eligible | Eligible for rebate funding. | N/A
10446 | 1474885 | COOLOOLA PUMP & IRRIGATION PTY. LTD. | Fruit Dendrometer. 4 to 30 mm range. SDI-12 output. 5m cable. | 2054 | Plant Growth Sensor - connects to Telemetry Kit | Not intedend for self install | No | <not provided> | Eligible | Eligible for rebate funding. | N/A
10447 | 1474885 | COOLOOLA PUMP & IRRIGATION PTY. LTD. | Fruit Dendrometer. 30 to 160 mm range. SDI-12 output. 5m cable. | 2054 | Plant Growth Sensor - connects to Telemetry Kit | Not intedend for self install | No | <not provided> | Eligible | Eligible for rebate funding. | N/A
10448 | 1474885 | COOLOOLA PUMP & IRRIGATION PTY. LTD. | Fruit Dendrometer. 15 to 90 mm range. SDI-12 output. 5m cable. | 2054 | Plant Growth Sensor - connects to Telemetry Kit | Not intedend for self install | No | <not provided> | Eligible | Eligible for rebate funding. | N/A
10449 | 1474885 | COOLOOLA PUMP & IRRIGATION PTY. LTD. | Fruit Dendrometer. 7 to 45 mm range. SDI-12 output. 5m cable. | 2054 | Plant Growth Sensor - connects to Telemetry Kit | Not intedend for self install | No | <not provided> | Eligible | Eligible for rebate funding. | N/A
10315 | 1474885 | COOLOOLA PUMP & IRRIGATION PTY. LTD. | iData - Radio (9 inputs) | 2040 | Solar Powered Radio Telemetry Kit for Environmental or Farm Management Sensors | Not intedend for self install | No | <not provided> | Eligible | Eligible for rebate funding. | N/A
10316 | 1474885 | COOLOOLA PUMP & IRRIGATION PTY. LTD. | iData - Radio with 240v Plug Pack (9 inputs) | 2040 | Mains Powered Radio Telemetry Kit for Environmental or Farm Management Sensors | Not intedend for self install | No | <not provided> | Eligible | Eligible for rebate funding. | N/A
10348 | 1474885 | COOLOOLA PUMP & IRRIGATION PTY. LTD. | iData - Web Single, requires a mobile phone SIM (not included)* | 1820 | Solar Powered Telemetry Kit for Environmental or Farm Management Sensors with Cellular Modem, with output to control one device | Not intedend for self install | No | <not provided> | Eligible | Eligible for rebate funding. | N/A
10349 | 1474885 | COOLOOLA PUMP & IRRIGATION PTY. LTD. | iData - Web Single with 240v Plug Pack, requires a mobile phone SIM (not included)* | 1820 | Mains Powered Telemetry Kit for Environmental or Farm Management Sensors with Cellular Modem, with outputs to control two devices | Not intedend for self install | No | <not provided> | Eligible | Eligible for rebate funding. | N/A
10443 | 1474885 | COOLOOLA PUMP & IRRIGATION PTY. LTD. | DE-1 Dendrometer mounted on implanted rod | 1814 | Plant Growth Sensor - connects to Telemetry Kit | Not intedend for self install | No | <not provided> | Eligible | Eligible for rebate funding. | N/A
10444 | 1474885 | COOLOOLA PUMP & IRRIGATION PTY. LTD. | SD-5 Stem Microvariation Sensor | 1814 | Plant Growth Sensor - connects to Telemetry Kit | Not intedend for self install | No | <not provided> | Eligible | Eligible for rebate funding. | N/A
10445 | 1474885 | COOLOOLA PUMP & IRRIGATION PTY. LTD. | SD-10 Stem Microvariation Sensor | 1814 | Plant Growth Sensor - connects to Telemetry Kit | Not intedend for self install | No | <not provided> | Eligible | Eligible for rebate funding. | N/A
10396 | 1474885 | COOLOOLA PUMP & IRRIGATION PTY. LTD. | EnviroPro Sub Surface 80S Moisture, Temp, Salinity Probe | 1640 | Soil Mositure Probe - connects by cable to Telemetry Kit | Not intedend for self install | No | <not provided> | Eligible | Eligible for rebate funding. | N/A
10343 | 1474885 | COOLOOLA PUMP & IRRIGATION PTY. LTD. | iData Logger - Cable (9 inputs) | 1455 | Solar Powered Expansion Kit for Environmental or Farm Management Sensors | Not intedend for self install | No | <not provided> | Eligible | Eligible for rebate funding. | N/A
10456 | 1474885 | COOLOOLA PUMP & IRRIGATION PTY. LTD. | Implexx Sap Flow Sensor Gen 2 with 30mm long probes. Heat pulse velocity sensor for sap flow and stem water content. Stainless steel sleeves included (pack of 9). SDI-12 output. 5m cable. | 1337 | Plant Growth Sensor - connects to Telemetry Kit | Not intedend for self install | No | <not provided> | Eligible | Eligible for rebate funding. | N/A
10395 | 1474885 | COOLOOLA PUMP & IRRIGATION PTY. LTD. | EnviroPro Sub Surface 40S Moisture, Temp, Salinity Probe | 1140 | Soil Mositure Probe - connects by cable to Telemetry Kit | Not intedend for self install | No | <not provided> | Eligible | Eligible for rebate funding. | N/A
10430 | 1474885 | COOLOOLA PUMP & IRRIGATION PTY. LTD. | Temperature, relative humidity, vapour pressure deficit, barometric sensor, SDI-12 output, 5m cable, with radiation shield | 1140 | Weather Parameter Sensor - connects to Telemetry Kit | Not intedend for self install | No | <not provided> | Eligible | Eligible for rebate funding. | N/A
10394 | 1474885 | COOLOOLA PUMP & IRRIGATION PTY. LTD. | AquaCheck Sub Surface 120cm Probe with 5m cable | 1088 | Soil Mositure Probe - connects by cable to Telemetry Kit | Not intedend for self install | No | <not provided> | Eligible | Eligible for rebate funding. | N/A
10393 | 1474885 | COOLOOLA PUMP & IRRIGATION PTY. LTD. | AquaCheck Sub Surface 100cm Probe with 5m cable | 1067 | Soil Mositure Probe - connects by cable to Telemetry Kit | Not intedend for self install | No | <not provided> | Eligible | Eligible for rebate funding. | N/A
10392 | 1474885 | COOLOOLA PUMP & IRRIGATION PTY. LTD. | AquaCheck Sub Surface 80cm Probe with 5m cable | 1057 | Soil Mositure Probe - connects by cable to Telemetry Kit | Not intedend for self install | No | <not provided> | Eligible | Eligible for rebate funding. | N/A
10391 | 1474885 | COOLOOLA PUMP & IRRIGATION PTY. LTD. | AquaCheck Sub Surface 60cm Probe with 5m cable | 1030 | Soil Mositure Probe - connects by cable to Telemetry Kit | Not intedend for self install | No | <not provided> | Eligible | Eligible for rebate funding. | N/A
10450 | 1474885 | COOLOOLA PUMP & IRRIGATION PTY. LTD. | LT-1 Leaf Temperature Sensor | 1000 | Weather Parameter Sensor - connects to Telemetry Kit | Not intedend for self install | No | <not provided> | Eligible | Eligible for rebate funding. | N/A
10378 | 1474885 | COOLOOLA PUMP & IRRIGATION PTY. LTD. | 9 Port Logger Board with 1 Output | 985 | Input Expansion Module | Not intedend for self install | No | <not provided> | Eligible | Eligible for rebate funding. | N/A
10390 | 1474885 | COOLOOLA PUMP & IRRIGATION PTY. LTD. | AquaCheck Sub-Surface 40cm Probe with 5m cable | 924 | Soil Mositure Probe - connects by cable to Telemetry Kit | Not intedend for self install | No | <not provided> | Eligible | Eligible for rebate funding. | N/A
10455 | 1474885 | COOLOOLA PUMP & IRRIGATION PTY. LTD. | Soil water potential and temperature sensor, calibrated, SDI-12 output, 5m cable. | 875 | Soil Mositure Probe - connects by cable to Telemetry Kit | Not intedend for self install | No | <not provided> | Eligible | Eligible for rebate funding. | N/A
10451 | 1474885 | COOLOOLA PUMP & IRRIGATION PTY. LTD. | TDR-315H Sensor - Volumetric Water Content, Temperature & EC | 850 | Soil Mositure Probe - connects by cable to Telemetry Kit | Not intedend for self install | No | <not provided> | Eligible | Eligible for rebate funding. | N/A
10452 | 1474885 | COOLOOLA PUMP & IRRIGATION PTY. LTD. | TDR-310W Sensor - Volumetric Water Content, Temperature & EC | 850 | Soil Mositure Probe - connects by cable to Telemetry Kit | Not intedend for self install | No | <not provided> | Eligible | Eligible for rebate funding. | N/A
10453 | 1474885 | COOLOOLA PUMP & IRRIGATION PTY. LTD. | TDR-305N Sensor - Volumetric Water Content, Temperature & EC | 850 | Soil Mositure Probe - connects by cable to Telemetry Kit | Not intedend for self install | No | <not provided> | Eligible | Eligible for rebate funding. | N/A
10454 | 1474885 | COOLOOLA PUMP & IRRIGATION PTY. LTD. | Soil water content, temperature & EC sensor, SDI-12 output, 5m cable | 825 | Soil Mositure Probe - connects by cable to Telemetry Kit | Not intedend for self install | No | <not provided> | Eligible | Eligible for rebate funding. | N/A
10389 | 1474885 | COOLOOLA PUMP & IRRIGATION PTY. LTD. | AquaCheck Sub-Surface 20cm Probe with 5m cable | 685 | Soil Mositure Probe - connects by cable to Telemetry Kit | Not intedend for self install | No | <not provided> | Eligible | Eligible for rebate funding. | N/A
10423 | 1474885 | COOLOOLA PUMP & IRRIGATION PTY. LTD. | Solar Radiation Sensor | 495 | Weather Parameter Sensor - connects to Telemetry Kit | Not intedend for self install | No | <not provided> | Eligible | Eligible for rebate funding. | N/A
10424 | 1474885 | COOLOOLA PUMP & IRRIGATION PTY. LTD. | Anemometer | 495 | Weather Parameter Sensor - connects to Telemetry Kit | Not intedend for self install | No | <not provided> | Eligible | Eligible for rebate funding. | N/A
10429 | 1474885 | COOLOOLA PUMP & IRRIGATION PTY. LTD. | Temperature and Humidity Sensor | 397 | Weather Parameter Sensor - connects to Telemetry Kit | Not intedend for self install | No | <not provided> | Eligible | Eligible for rebate funding. | N/A
10441 | 1474885 | COOLOOLA PUMP & IRRIGATION PTY. LTD. | Vacuum Pressure Transmitter 0-15PSI Absolute | 364 | Water Pressure Sensor - connects to Telemetry Kit | Not intedend for self install | No | <not provided> | Eligible | Eligible for rebate funding. | N/A
10428 | 1474885 | COOLOOLA PUMP & IRRIGATION PTY. LTD. | Hi Resolution Temp Sensor | 345 | Weather Parameter Sensor - connects to Telemetry Kit | Not intedend for self install | No | <not provided> | Eligible | Eligible for rebate funding. | N/A
10425 | 1474885 | COOLOOLA PUMP & IRRIGATION PTY. LTD. | Rain Bucket | 330 | Weather Parameter Sensor - connects to Telemetry Kit | Not intedend for self install | No | <not provided> | Eligible | Eligible for rebate funding. | N/A
10442 | 1474885 | COOLOOLA PUMP & IRRIGATION PTY. LTD. | Leaf Wetness Sensor | 305 | Weather Parameter Sensor - connects to Telemetry Kit | Not intedend for self install | No | <not provided> | Eligible | Eligible for rebate funding. | N/A
10439 | 1474885 | COOLOOLA PUMP & IRRIGATION PTY. LTD. | Pressure Transmitter 0-6 Bar (87 PSI) with 9ft of cable prewired (indent) | 258 | Water Pressure Sensor - connects to Telemetry Kit | Not intedend for self install | No | <not provided> | Eligible | Eligible for rebate funding. | N/A
10440 | 1474885 | COOLOOLA PUMP & IRRIGATION PTY. LTD. | Pressure Transmitter 0-10 Bar (145 PSI) with 9ft of cable prewired (indent) | 258 | Water Pressure Sensor - connects to Telemetry Kit | Not intedend for self install | No | <not provided> | Eligible | Eligible for rebate funding. | N/A
10437 | 1474885 | COOLOOLA PUMP & IRRIGATION PTY. LTD. | Pressure Transmitter 0-6 Bar (87 PSI) with 3ft of cable prewired (indent) | 247 | Water Pressure Sensor - connects to Telemetry Kit | Not intedend for self install | No | <not provided> | Eligible | Eligible for rebate funding. | N/A
10438 | 1474885 | COOLOOLA PUMP & IRRIGATION PTY. LTD. | Pressure Transmitter 0-10 Bar (145 PSI) with 3ft of cable prewired (indent) | 247 | Water Pressure Sensor - connects to Telemetry Kit | Not intedend for self install | No | <not provided> | Eligible | Eligible for rebate funding. | N/A
10431 | 1474885 | COOLOOLA PUMP & IRRIGATION PTY. LTD. | Pressure Transmitter 0-0.5 Bar (7 PSI) (External Tank Level Sensor) | 236 | Water Pressure Sensor - connects to Telemetry Kit | Not intedend for self install | No | <not provided> | Eligible | Eligible for rebate funding. | N/A
10432 | 1474885 | COOLOOLA PUMP & IRRIGATION PTY. LTD. | Pressure Transmitter 0-2.5 Bar (36 PSI) | 236 | Water Pressure Sensor - connects to Telemetry Kit | Not intedend for self install | No | <not provided> | Eligible | Eligible for rebate funding. | N/A
10433 | 1474885 | COOLOOLA PUMP & IRRIGATION PTY. LTD. | Pressure Transmitter 0-6 Bar (87 PSI) | 236 | Water Pressure Sensor - connects to Telemetry Kit | Not intedend for self install | No | <not provided> | Eligible | Eligible for rebate funding. | N/A
10434 | 1474885 | COOLOOLA PUMP & IRRIGATION PTY. LTD. | Pressure Transmitter 0-10 Bar (145 PSI) | 236 | Water Pressure Sensor - connects to Telemetry Kit | Not intedend for self install | No | <not provided> | Eligible | Eligible for rebate funding. | N/A
10435 | 1474885 | COOLOOLA PUMP & IRRIGATION PTY. LTD. | Pressure Transmitter 0-16 Bar (230 PSI) | 236 | Water Pressure Sensor - connects to Telemetry Kit | Not intedend for self install | No | <not provided> | Eligible | Eligible for rebate funding. | N/A
10436 | 1474885 | COOLOOLA PUMP & IRRIGATION PTY. LTD. | Pressure Transmitter 0-25 Bar (350 PSI) | 236 | Water Pressure Sensor - connects to Telemetry Kit | Not intedend for self install | No | <not provided> | Eligible | Eligible for rebate funding. | N/A
10399 | 1474885 | COOLOOLA PUMP & IRRIGATION PTY. LTD. | Level Shift Board - use with EnviroPro for extended cable runs | 37 | Adaptor Board for existing probes to connect to Telemetry Kits | Not intedend for self install | No | <not provided> | Eligible | Eligible for rebate funding. | N/A
12693 | 1474783 | Cropsol Consulting Services Pty Ltd | Vaisala Weather Transmitter | 10050 | Weather Station - connects to Telemetry Kit | Not intedend for self install | No | <not provided> | Eligible | Eligible for rebate funding. | N/A
12692 | 1474783 | Cropsol Consulting Services Pty Ltd | ATMOS 41 Gen 2 all-in-one weather station including bird guard, SDI-12 output, 5m cable | 7500 | Weather Station - connects to Telemetry Kit | Not intedend for self install | No | <not provided> | Eligible | Eligible for rebate funding. | N/A
12618 | 1474783 | Cropsol Consulting Services Pty Ltd | iData - Webgateway (9 Inputs), requires a mobile phone SIM (not included)* | 3700 | Solar Powered Radio Telemetry Kit for Environmental or Farm Management Sensors with Cellular Modem | Not intedend for self install | No | <not provided> | Eligible | Eligible for rebate funding. | N/A
12625 | 1474783 | Cropsol Consulting Services Pty Ltd | iData - Webgateway Dual, requires a mobile phone SIM (not included)* | 3355 | Solar Powered Radio Telemetry Kit for Environmental or Farm Management Sensors with Cellular Modem, with outputs to control two devices | Not intedend for self install | No | <not provided> | Eligible | Eligible for rebate funding. | N/A
12670 | 1474783 | Cropsol Consulting Services Pty Ltd | EnviroPro Sub Surface 160S Moisture, Temp, Salinity Probe | 3320 | Soil Mositure Probe - connects by cable to Telemetry Kit | Not intedend for self install | No | <not provided> | Eligible | Eligible for rebate funding. | N/A
12616 | 1474783 | Cropsol Consulting Services Pty Ltd | iData - Web 4G (9 Inputs) , requires a mobile phone SIM (not included)* | 2775 | Solar Powered Telemetry Kit for Environmental or Farm Management Sensors with Cellular Modem | Not intedend for self install | No | <not provided> | Eligible | Eligible for rebate funding. | N/A
12617 | 1474783 | Cropsol Consulting Services Pty Ltd | iData - Web 4G (9 Inputs) with 240v Plug Pack, requires a mobile phone SIM (not included)* | 2775 | Mains Powered Telemetry Kit for Environmental or Farm Management Sensors with Cellular Modem | Not intedend for self install | No | <not provided> | Eligible | Eligible for rebate funding. | N/A
12623 | 1474783 | Cropsol Consulting Services Pty Ltd | iData - Webgateway Single, requires a mobile phone SIM (not included)* | 2650 | Solar Powered Radio Telemetry Kit for Environmental or Farm Management Sensors with Cellular Modem, with output to control one device | Not intedend for self install | No | <not provided> | Eligible | Eligible for rebate funding. | N/A
12624 | 1474783 | Cropsol Consulting Services Pty Ltd | iData - Webgateway Single with 240v Plug Pack, requires a mobile phone SIM (not included)* | 2650 | Mains Powered Radio Telemetry Kit for Environmental or Farm Management Sensors with Cellular Modem, with outputs to control two devices | Not intedend for self install | No | <not provided> | Eligible | Eligible for rebate funding. | N/A
12622 | 1474783 | Cropsol Consulting Services Pty Ltd | iData - Web Dual, requires a mobile phone SIM (not included)* | 2525 | Solar Powered Telemetry Kit for Environmental or Farm Management Sensors with Cellular Modem with outputs to control two devices | Not intedend for self install | No | <not provided> | Eligible | Eligible for rebate funding. | N/A
12592 | 1474783 | Cropsol Consulting Services Pty Ltd | iData - Radio (9 inputs) with Extra Large Hinged Enclosure | 2455 | Solar Powered Radio Telemetry Kit for Environmental or Farm Management Sensors | Not intedend for self install | No | <not provided> | Eligible | Eligible for rebate funding. | N/A
12669 | 1474783 | Cropsol Consulting Services Pty Ltd | EnviroPro Sub Surface 120S Moisture, Temp, Salinity Probe | 2400 | Soil Mositure Probe - connects by cable to Telemetry Kit | Not intedend for self install | No | <not provided> | Eligible | Eligible for rebate funding. | N/A
12591 | 1474783 | Cropsol Consulting Services Pty Ltd | iData - Radio (9 inputs) with Extra Large Enclosure and 7AH Lithium Battery | 2205 | Solar Powered Radio Telemetry Kit for Environmental or Farm Management Sensors | Not intedend for self install | No | <not provided> | Eligible | Eligible for rebate funding. | N/A
12590 | 1474783 | Cropsol Consulting Services Pty Ltd | iData - Radio (9 inputs) with Extra Large Enclosure | 2155 | Solar Powered Radio Telemetry Kit for Environmental or Farm Management Sensors | Not intedend for self install | No | <not provided> | Eligible | Eligible for rebate funding. | N/A
12589 | 1474783 | Cropsol Consulting Services Pty Ltd | iData - Radio (9 inputs) with 7AH Lithium Battery | 2099 | Solar Powered Radio Telemetry Kit for Environmental or Farm Management Sensors | Not intedend for self install | No | <not provided> | Eligible | Eligible for rebate funding. | N/A
12718 | 1474783 | Cropsol Consulting Services Pty Ltd | Fruit Dendrometer. 4 to 30 mm range. SDI-12 output. 5m cable. | 2054 | Plant Growth Sensor - connects to Telemetry Kit | Not intedend for self install | No | <not provided> | Eligible | Eligible for rebate funding. | N/A
12719 | 1474783 | Cropsol Consulting Services Pty Ltd | Fruit Dendrometer. 30 to 160 mm range. SDI-12 output. 5m cable. | 2054 | Plant Growth Sensor - connects to Telemetry Kit | Not intedend for self install | No | <not provided> | Eligible | Eligible for rebate funding. | N/A
12720 | 1474783 | Cropsol Consulting Services Pty Ltd | Fruit Dendrometer. 15 to 90 mm range. SDI-12 output. 5m cable. | 2054 | Plant Growth Sensor - connects to Telemetry Kit | Not intedend for self install | No | <not provided> | Eligible | Eligible for rebate funding. | N/A
12721 | 1474783 | Cropsol Consulting Services Pty Ltd | Fruit Dendrometer. 7 to 45 mm range. SDI-12 output. 5m cable. | 2054 | Plant Growth Sensor - connects to Telemetry Kit | Not intedend for self install | No | <not provided> | Eligible | Eligible for rebate funding. | N/A
12587 | 1474783 | Cropsol Consulting Services Pty Ltd | iData - Radio (9 inputs) | 2040 | Solar Powered Radio Telemetry Kit for Environmental or Farm Management Sensors | Not intedend for self install | No | <not provided> | Eligible | Eligible for rebate funding. | N/A
12588 | 1474783 | Cropsol Consulting Services Pty Ltd | iData - Radio with 240v Plug Pack (9 inputs) | 2040 | Mains Powered Radio Telemetry Kit for Environmental or Farm Management Sensors | Not intedend for self install | No | <not provided> | Eligible | Eligible for rebate funding. | N/A
12620 | 1474783 | Cropsol Consulting Services Pty Ltd | iData - Web Single, requires a mobile phone SIM (not included)* | 1820 | Solar Powered Telemetry Kit for Environmental or Farm Management Sensors with Cellular Modem, with output to control one device | Not intedend for self install | No | <not provided> | Eligible | Eligible for rebate funding. | N/A
12621 | 1474783 | Cropsol Consulting Services Pty Ltd | iData - Web Single with 240v Plug Pack, requires a mobile phone SIM (not included)* | 1820 | Mains Powered Telemetry Kit for Environmental or Farm Management Sensors with Cellular Modem, with outputs to control two devices | Not intedend for self install | No | <not provided> | Eligible | Eligible for rebate funding. | N/A
12715 | 1474783 | Cropsol Consulting Services Pty Ltd | DE-1 Dendrometer mounted on implanted rod | 1814 | Plant Growth Sensor - connects to Telemetry Kit | Not intedend for self install | No | <not provided> | Eligible | Eligible for rebate funding. | N/A
12716 | 1474783 | Cropsol Consulting Services Pty Ltd | SD-5 Stem Microvariation Sensor | 1814 | Plant Growth Sensor - connects to Telemetry Kit | Not intedend for self install | No | <not provided> | Eligible | Eligible for rebate funding. | N/A
12717 | 1474783 | Cropsol Consulting Services Pty Ltd | SD-10 Stem Microvariation Sensor | 1814 | Plant Growth Sensor - connects to Telemetry Kit | Not intedend for self install | No | <not provided> | Eligible | Eligible for rebate funding. | N/A
12668 | 1474783 | Cropsol Consulting Services Pty Ltd | EnviroPro Sub Surface 80S Moisture, Temp, Salinity Probe | 1640 | Soil Mositure Probe - connects by cable to Telemetry Kit | Not intedend for self install | No | <not provided> | Eligible | Eligible for rebate funding. | N/A
12615 | 1474783 | Cropsol Consulting Services Pty Ltd | iData Logger - Cable (9 inputs) | 1455 | Solar Powered Expansion Kit for Environmental or Farm Management Sensors | Not intedend for self install | No | <not provided> | Eligible | Eligible for rebate funding. | N/A
12728 | 1474783 | Cropsol Consulting Services Pty Ltd | Implexx Sap Flow Sensor Gen 2 with 30mm long probes. Heat pulse velocity sensor for sap flow and stem water content. Stainless steel sleeves included (pack of 9). SDI-12 output. 5m cable. | 1337 | Plant Growth Sensor - connects to Telemetry Kit | Not intedend for self install | No | <not provided> | Eligible | Eligible for rebate funding. | N/A
12667 | 1474783 | Cropsol Consulting Services Pty Ltd | EnviroPro Sub Surface 40S Moisture, Temp, Salinity Probe | 1140 | Soil Mositure Probe - connects by cable to Telemetry Kit | Not intedend for self install | No | <not provided> | Eligible | Eligible for rebate funding. | N/A
12702 | 1474783 | Cropsol Consulting Services Pty Ltd | Temperature, relative humidity, vapour pressure deficit, barometric sensor, SDI-12 output, 5m cable, with radiation shield | 1140 | Weather Parameter Sensor - connects to Telemetry Kit | Not intedend for self install | No | <not provided> | Eligible | Eligible for rebate funding. | N/A
12666 | 1474783 | Cropsol Consulting Services Pty Ltd | AquaCheck Sub Surface 120cm Probe with 5m cable | 1088 | Soil Mositure Probe - connects by cable to Telemetry Kit | Not intedend for self install | No | <not provided> | Eligible | Eligible for rebate funding. | N/A
12665 | 1474783 | Cropsol Consulting Services Pty Ltd | AquaCheck Sub Surface 100cm Probe with 5m cable | 1067 | Soil Mositure Probe - connects by cable to Telemetry Kit | Not intedend for self install | No | <not provided> | Eligible | Eligible for rebate funding. | N/A
12664 | 1474783 | Cropsol Consulting Services Pty Ltd | AquaCheck Sub Surface 80cm Probe with 5m cable | 1057 | Soil Mositure Probe - connects by cable to Telemetry Kit | Not intedend for self install | No | <not provided> | Eligible | Eligible for rebate funding. | N/A
12663 | 1474783 | Cropsol Consulting Services Pty Ltd | AquaCheck Sub Surface 60cm Probe with 5m cable | 1030 | Soil Mositure Probe - connects by cable to Telemetry Kit | Not intedend for self install | No | <not provided> | Eligible | Eligible for rebate funding. | N/A
12722 | 1474783 | Cropsol Consulting Services Pty Ltd | LT-1 Leaf Temperature Sensor | 1000 | Weather Parameter Sensor - connects to Telemetry Kit | Not intedend for self install | No | <not provided> | Eligible | Eligible for rebate funding. | N/A
12650 | 1474783 | Cropsol Consulting Services Pty Ltd | 9 Port Logger Board with 1 Output | 985 | Input Expansion Module | Not intedend for self install | No | <not provided> | Eligible | Eligible for rebate funding. | N/A
12662 | 1474783 | Cropsol Consulting Services Pty Ltd | AquaCheck Sub-Surface 40cm Probe with 5m cable | 924 | Soil Mositure Probe - connects by cable to Telemetry Kit | Not intedend for self install | No | <not provided> | Eligible | Eligible for rebate funding. | N/A
12727 | 1474783 | Cropsol Consulting Services Pty Ltd | Soil water potential and temperature sensor, calibrated, SDI-12 output, 5m cable. | 875 | Soil Mositure Probe - connects by cable to Telemetry Kit | Not intedend for self install | No | <not provided> | Eligible | Eligible for rebate funding. | N/A
12723 | 1474783 | Cropsol Consulting Services Pty Ltd | TDR-315H Sensor - Volumetric Water Content, Temperature & EC | 850 | Soil Mositure Probe - connects by cable to Telemetry Kit | Not intedend for self install | No | <not provided> | Eligible | Eligible for rebate funding. | N/A
12724 | 1474783 | Cropsol Consulting Services Pty Ltd | TDR-310W Sensor - Volumetric Water Content, Temperature & EC | 850 | Soil Mositure Probe - connects by cable to Telemetry Kit | Not intedend for self install | No | <not provided> | Eligible | Eligible for rebate funding. | N/A
12725 | 1474783 | Cropsol Consulting Services Pty Ltd | TDR-305N Sensor - Volumetric Water Content, Temperature & EC | 850 | Soil Mositure Probe - connects by cable to Telemetry Kit | Not intedend for self install | No | <not provided> | Eligible | Eligible for rebate funding. | N/A
12726 | 1474783 | Cropsol Consulting Services Pty Ltd | Soil water content, temperature & EC sensor, SDI-12 output, 5m cable | 825 | Soil Mositure Probe - connects by cable to Telemetry Kit | Not intedend for self install | No | <not provided> | Eligible | Eligible for rebate funding. | N/A
12661 | 1474783 | Cropsol Consulting Services Pty Ltd | AquaCheck Sub-Surface 20cm Probe with 5m cable | 685 | Soil Mositure Probe - connects by cable to Telemetry Kit | Not intedend for self install | No | <not provided> | Eligible | Eligible for rebate funding. | N/A
12695 | 1474783 | Cropsol Consulting Services Pty Ltd | Solar Radiation Sensor | 495 | Weather Parameter Sensor - connects to Telemetry Kit | Not intedend for self install | No | <not provided> | Eligible | Eligible for rebate funding. | N/A
12696 | 1474783 | Cropsol Consulting Services Pty Ltd | Anemometer | 495 | Weather Parameter Sensor - connects to Telemetry Kit | Not intedend for self install | No | <not provided> | Eligible | Eligible for rebate funding. | N/A
12701 | 1474783 | Cropsol Consulting Services Pty Ltd | Temperature and Humidity Sensor | 397 | Weather Parameter Sensor - connects to Telemetry Kit | Not intedend for self install | No | <not provided> | Eligible | Eligible for rebate funding. | N/A
12713 | 1474783 | Cropsol Consulting Services Pty Ltd | Vacuum Pressure Transmitter 0-15PSI Absolute | 364 | Water Pressure Sensor - connects to Telemetry Kit | Not intedend for self install | No | <not provided> | Eligible | Eligible for rebate funding. | N/A
12700 | 1474783 | Cropsol Consulting Services Pty Ltd | Hi Resolution Temp Sensor | 345 | Weather Parameter Sensor - connects to Telemetry Kit | Not intedend for self install | No | <not provided> | Eligible | Eligible for rebate funding. | N/A
12697 | 1474783 | Cropsol Consulting Services Pty Ltd | Rain Bucket | 330 | Weather Parameter Sensor - connects to Telemetry Kit | Not intedend for self install | No | <not provided> | Eligible | Eligible for rebate funding. | N/A
12714 | 1474783 | Cropsol Consulting Services Pty Ltd | Leaf Wetness Sensor | 305 | Weather Parameter Sensor - connects to Telemetry Kit | Not intedend for self install | No | <not provided> | Eligible | Eligible for rebate funding. | N/A
12711 | 1474783 | Cropsol Consulting Services Pty Ltd | Pressure Transmitter 0-6 Bar (87 PSI) with 9ft of cable prewired (indent) | 258 | Water Pressure Sensor - connects to Telemetry Kit | Not intedend for self install | No | <not provided> | Eligible | Eligible for rebate funding. | N/A
12712 | 1474783 | Cropsol Consulting Services Pty Ltd | Pressure Transmitter 0-10 Bar (145 PSI) with 9ft of cable prewired (indent) | 258 | Water Pressure Sensor - connects to Telemetry Kit | Not intedend for self install | No | <not provided> | Eligible | Eligible for rebate funding. | N/A
12709 | 1474783 | Cropsol Consulting Services Pty Ltd | Pressure Transmitter 0-6 Bar (87 PSI) with 3ft of cable prewired (indent) | 247 | Water Pressure Sensor - connects to Telemetry Kit | Not intedend for self install | No | <not provided> | Eligible | Eligible for rebate funding. | N/A
12710 | 1474783 | Cropsol Consulting Services Pty Ltd | Pressure Transmitter 0-10 Bar (145 PSI) with 3ft of cable prewired (indent) | 247 | Water Pressure Sensor - connects to Telemetry Kit | Not intedend for self install | No | <not provided> | Eligible | Eligible for rebate funding. | N/A
12703 | 1474783 | Cropsol Consulting Services Pty Ltd | Pressure Transmitter 0-0.5 Bar (7 PSI) (External Tank Level Sensor) | 236 | Water Pressure Sensor - connects to Telemetry Kit | Not intedend for self install | No | <not provided> | Eligible | Eligible for rebate funding. | N/A
12704 | 1474783 | Cropsol Consulting Services Pty Ltd | Pressure Transmitter 0-2.5 Bar (36 PSI) | 236 | Water Pressure Sensor - connects to Telemetry Kit | Not intedend for self install | No | <not provided> | Eligible | Eligible for rebate funding. | N/A
12705 | 1474783 | Cropsol Consulting Services Pty Ltd | Pressure Transmitter 0-6 Bar (87 PSI) | 236 | Water Pressure Sensor - connects to Telemetry Kit | Not intedend for self install | No | <not provided> | Eligible | Eligible for rebate funding. | N/A
12706 | 1474783 | Cropsol Consulting Services Pty Ltd | Pressure Transmitter 0-10 Bar (145 PSI) | 236 | Water Pressure Sensor - connects to Telemetry Kit | Not intedend for self install | No | <not provided> | Eligible | Eligible for rebate funding. | N/A
12707 | 1474783 | Cropsol Consulting Services Pty Ltd | Pressure Transmitter 0-16 Bar (230 PSI) | 236 | Water Pressure Sensor - connects to Telemetry Kit | Not intedend for self install | No | <not provided> | Eligible | Eligible for rebate funding. | N/A
12708 | 1474783 | Cropsol Consulting Services Pty Ltd | Pressure Transmitter 0-25 Bar (350 PSI) | 236 | Water Pressure Sensor - connects to Telemetry Kit | Not intedend for self install | No | <not provided> | Eligible | Eligible for rebate funding. | N/A
12671 | 1474783 | Cropsol Consulting Services Pty Ltd | Level Shift Board - use with EnviroPro for extended cable runs | 37 | Adaptor Board for existing probes to connect to Telemetry Kits | Not intedend for self install | No | <not provided> | Eligible | Eligible for rebate funding. | N/A
1901 | 1473528 | CROPX AUSTRALIA PTY LTD | Strato 1 Weather Station (ST1) | 4398 | The CropX Strato 1 is a complete weather station measuring rainfall, humidity, temperature, and wind speed and direction. Includes integrated telemetry and mounting kit for direct connectivity to the CropX platform. Self-installation is supported by a built-in in-app tutorial and optional online training. Subscription required from Year 2 ($399/year). | Yes | No | <not provided> | Partially Eligible Bundle | Itemised component breakdown required and must be provided when the claim is lodged, in accordance with the Grant Opportunity Guidelines. Funding will only be assessed against eligible components. | Strato 1 Weather Station (ST1)
1909 | 1473528 | CROPX AUSTRALIA PTY LTD | EnviroPro 160 cm Soil Moisture Probe with EC | 3690 | The EnviroPro 160cm Soil Moisture Probe with EC measures soil moisture, temperature, and electrical conductivity at 16 depths (sensors at 10cm intervals). EC data supports salinity management. Connects to the CropX platform via TD2 or TD2E. Self-installation is supported by a built-in in-app tutorial and optional online training. | Yes | No | <not provided> | Eligible | Eligible for rebate funding. | N/A
1908 | 1473528 | CROPX AUSTRALIA PTY LTD | EnviroPro 120 cm Soil Moisture Probe with EC | 2490 | The EnviroPro 120cm Soil Moisture Probe with EC measures soil moisture, temperature, and electrical conductivity at 12 depths (sensors at 10cm intervals). EC data supports salinity management. Connects to the CropX platform via TD2 or TD2E. Self-installation is supported by a built-in in-app tutorial and optional online training. | Yes | No | <not provided> | Eligible | Eligible for rebate funding. | N/A
1905 | 1473528 | CROPX AUSTRALIA PTY LTD | EnviroPro 160 cm Soil Moisture Probe | 2490 | The EnviroPro 160cm Soil Moisture Probe measures soil moisture and temperature at 16 depths (sensors at 10cm intervals). Provides precise soil water content data for deep-rooted crops. Connects to the CropX platform via TD2 or TD2E. Self-installation is supported by a built-in in-app tutorial and optional online training. | Yes | No | <not provided> | Eligible | Eligible for rebate funding. | N/A
1894 | 1473528 | CROPX AUSTRALIA PTY LTD | Vertex 4 Soil Sensor (V4) | 2398 | The CropX Vertex 4 is a soil sensor measuring moisture and electrical conductivity at 3 depths, and temperature at 2 depths. Connects to the CropX cloud platform via LPWAN/cellular, enabling real-time data for precision irrigation management. Self-installation is supported by a built-in in-app tutorial and optional online training. Subscription required from Year 2 ($399/year). | Yes | No | <not provided> | Partially Eligible Bundle | Itemised component breakdown required and must be provided when the claim is lodged, in accordance with the Grant Opportunity Guidelines. Funding will only be assessed against eligible components. | Vertex 4 Soil Sensor (V4)
1904 | 1473528 | CROPX AUSTRALIA PTY LTD | EnviroPro 120 cm Soil Moisture Probe | 1790 | The EnviroPro 120cm Soil Moisture Probe measures soil moisture and temperature at 12 depths (sensors at 10cm intervals). Provides precise soil water content data for irrigation management. Connects to the CropX platform via TD2 or TD2E. Self-installation is supported by a built-in in-app tutorial and optional online training. | Yes | No | <not provided> | Eligible | Eligible for rebate funding. | N/A
1907 | 1473528 | CROPX AUSTRALIA PTY LTD | EnviroPro 80 cm Soil Moisture Probe with EC | 1690 | The EnviroPro 80cm Soil Moisture Probe with EC measures soil moisture, temperature, and electrical conductivity at 8 depths (sensors at 10cm intervals). EC data supports salinity management. Connects to the CropX platform via TD2 or TD2E. Self-installation is supported by a built-in in-app tutorial and optional online training. | Yes | No | <not provided> | Eligible | Eligible for rebate funding. | N/A
1906 | 1473528 | CROPX AUSTRALIA PTY LTD | EnviroPro 40 cm Soil Moisture Probe with EC | 1290 | The EnviroPro 40cm Soil Moisture Probe with EC measures soil moisture, temperature, and electrical conductivity at 4 depths (sensors at 10cm intervals). EC data supports salinity management. Connects to the CropX platform via TD2 or TD2E. Self-installation is supported by a built-in in-app tutorial and optional online training. | Yes | No | <not provided> | Eligible | Eligible for rebate funding. | N/A
1903 | 1473528 | CROPX AUSTRALIA PTY LTD | EnviroPro 80 cm Soil Moisture Probe | 1190 | The EnviroPro 80cm Soil Moisture Probe measures soil moisture and temperature at 8 depths (sensors at 10cm intervals). Provides precise soil water content data for irrigation management. Connects to the CropX platform via TD2 or TD2E. Self-installation is supported by a built-in in-app tutorial and optional online training. | Yes | No | <not provided> | Eligible | Eligible for rebate funding. | N/A
1902 | 1473528 | CROPX AUSTRALIA PTY LTD | EnviroPro 40 cm Soil Moisture Probe | 950 | The EnviroPro 40cm Soil Moisture Probe measures soil moisture and temperature at 4 depths (sensors at 10cm intervals). Provides precise soil water content data for irrigation management. Connects to the CropX platform via TD2 or TD2E. Self-installation is supported by a built-in in-app tutorial and optional online training. | Yes | No | <not provided> | Eligible | Eligible for rebate funding. | N/A
1900 | 1473528 | CROPX AUSTRALIA PTY LTD | Evato 1 ET Sensor (ET1) - Long (8m cable) | 799 | The CropX Evato ET Sensor measures actual evapotranspiration using integrated solar radiation, temperature, and humidity sensors. Long version with 8m cable for flexible mounting configurations. Must be connected to a TD2E device. Self-installation is supported by a built-in in-app tutorial and optional online training. | Yes | No | <not provided> | Eligible | Eligible for rebate funding. | N/A
1899 | 1473528 | CROPX AUSTRALIA PTY LTD | Evato 1 ET Sensor (ET1) - Short (2m cable) | 799 | The CropX Evato ET Sensor measures actual evapotranspiration using integrated solar radiation, temperature, and humidity sensors. Short version with 2m cable. Must be connected to a TD2E device for cloud data transmission. Self-installation is supported by a built-in in-app tutorial and optional online training. | Yes | No | <not provided> | Eligible | Eligible for rebate funding. | N/A
1916 | 1473528 | CROPX AUSTRALIA PTY LTD | Air Temperature & Humidity Sensor | 790 | TekBox SDI-12 Air Temperature & Humidity Sensor | Yes | No | <not provided> | Eligible | Eligible for rebate funding. | N/A
1914 | 1473528 | CROPX AUSTRALIA PTY LTD | Pressure Switch | 490 | Pressure Switch | Yes | No | <not provided> | Eligible | Eligible for rebate funding. | N/A
1898 | 1473528 | CROPX AUSTRALIA PTY LTD | Rain Gauge 1 (RG1) | 399 | The CropX Rain Gauge (RG1) accurately measures rainfall and transmits precipitation data to the CropX platform via a connected TD2 or TD2E device. Supports informed irrigation scheduling decisions. Self-installation is supported by a built-in in-app tutorial and optional online training. | Yes | No | <not provided> | Eligible | Eligible for rebate funding. | N/A
1343 | 1474043 | Discovery Ag Pty Ltd | YDOC Weather Station | 5600 | professional, scientific-grade automated weather station configuration delivering comprehensive atmospheric data, barometric pressure, and temperature arrays. Aligns with Environmental Monitoring by supplying precise environmental data necessary for accurate regional agronomic modeling and spray risk management. Utilizes high-performance Cellular (LTE-M/4G) connectivity telemetry." | No | No | Goanna Ag mandates professional installation for these systems to eliminate deployment risk, guarantee data integrity, and protect the client’s capital investment. On-farm telemetry and metering equipment operate in rugged, unforgiving environments and require precise technical execution to function reliably | Eligible | Eligible for rebate funding. | N/A
1317 | 1474043 | Discovery Ag Pty Ltd | GoWeather | 4160 | An advanced, on-farm automated weather station that records critical localized meteorological data. Aligns perfectly with Environmental Monitoring by delivering live micro-climate insights, calculating delta-T for optimized chemical application, and identifying frost risks. Utilizes integrated Cellular (LTE-M/4G) connectivity technology to stream automated field alerts. | Yes | No | <not provided> | Eligible | Eligible for rebate funding. | N/A
1340 | 1474043 | Discovery Ag Pty Ltd | GoWisd Standard | 2260 | A specialized wireless outdoor environmental sensor engineered to monitor ambient smoke, airborne particulate matter, and air quality telemetry. Aligns with Environmental Monitoring by providing early fire emergency awareness, identifying smoke taint risks to protect valuable crops, and logging baseline environmental conditions. Utilizes low-power Cellular (LTE-M/4G) connectivity technology | Yes | No | <not provided> | Eligible | Eligible for rebate funding. | N/A
1347 | 1474043 | Discovery Ag Pty Ltd | YDOC Rain Gauge | 1900 | A high-precision, standalone automated tipping-bucket rain gauge built for continuous micro-local rainfall logging. Aligns with Environmental Monitoring by capturing localized precipitation events, calculating true water-infiltration trends, and mapping historic rainfall variations across property sectors. Utilizes low-power Cellular (LTE-M/4G) data connectivity technology for live logging | No | No | Goanna Ag mandates professional installation for these systems to eliminate deployment risk, guarantee data integrity, and protect the client’s capital investment. On-farm telemetry and metering equipment operate in rugged, unforgiving environments and require precise technical execution to function reliably | Eligible | Eligible for rebate funding. | N/A
1338 | 1474043 | Discovery Ag Pty Ltd | GoMeter Standard | 1860 | An agricultural water flow meter designed for precise volumetric tracking of water resources. Directly aligns with Environmental Monitoring by enabling strict compliance with state water regulations, tracking aquifer/bore extraction rates, and managing localized water efficiency. Utilizes low-power Cellular (LTE-M/4G) connectivity technology to transmit continuous telemetry data directly to the cloud. | No | No | Goanna Ag mandates professional installation for these systems to eliminate deployment risk, guarantee data integrity, and protect the client’s capital investment. A Certfied DQP is required for installation and Government Authorisation (if required) | Eligible | Eligible for rebate funding. | N/A
1345 | 1474043 | Discovery Ag Pty Ltd | 120cm EnviroPro Moisture Probe | 1500 | A multi-sensor, 120cm sub-surface soil moisture probe providing continuous multi-depth readings of volumetric water content, temperature, and salinity. Aligns with Environmental Monitoring by allowing growers to track crop water use efficiency, optimize seasonal water budgets, and track fertilizer leaching. Utilizes secure, low-power Cellular (LTE-M/4G) data connectivity telemetry. | No | No | Goanna Ag mandates professional installation for these systems to eliminate deployment risk, guarantee data integrity, and protect the client’s capital investment. On-farm telemetry and metering equipment operate in rugged, unforgiving environments and require precise technical execution to function reliably | Eligible | Eligible for rebate funding. | N/A
1330 | 1474043 | Discovery Ag Pty Ltd | GoRain | 840 | A high-precision, standalone automated tipping-bucket rain gauge built for continuous micro-local rainfall logging. Aligns with Environmental Monitoring by capturing localized precipitation events, calculating true water-infiltration trends, and mapping historic rainfall variations across property sectors. Utilizes low-power Cellular (LTE-M/4G) data connectivity technology for live logging | Yes | No | <not provided> | Eligible | Eligible for rebate funding. | N/A
2623 | 1475482 | E SCOTT & L.C SCOTT | 05849 NB+ 5 BT probe (120cm TriSCAN) + 3 years IrriMAX Live + SIM Card/Data Plan for x3 years | 12145.36 | Sub-soil salinity and moisture network containing a Nexus Blue master base that reads five deep 120cm TriSCAN probes over Bluetooth. Dispatches records over cellular infrastructure. Packed with 3 years of mobile data and IrriMAX. | Yes | Yes, Training online, and via Sentek authorised dealers, and self-train via User Manuals | Yes, Training online, and via Sentek authorised dealers, and self-train via User Manuals | Partially Eligible Bundle | Itemised component breakdown required and must be provided when the claim is lodged, in accordance with the Grant Opportunity Guidelines. Funding will only be assessed against eligible components. | Nexus Blue unit, probe
2618 | 1475482 | E SCOTT & L.C SCOTT | 05844 NB+ 5 BT probe (120cm Moist+Temp) + 3 years IrriMAX Live + SIM Card/Data Plan for x3 years | 10730.36 | Extensive agronomy data package that uses a high-performance Nexus Blue gateway to track five 120cm moisture and temperature probes using Bluetooth. Transmits via cellular. Outfitted with 3 years of data and IrriMAX Live cloud. | Yes | Yes, Training online, and via Sentek authorised dealers, and self-train via User Manuals | Yes, Training online, and via Sentek authorised dealers, and self-train via User Manuals | Partially Eligible Bundle | Itemised component breakdown required and must be provided when the claim is lodged, in accordance with the Grant Opportunity Guidelines. Funding will only be assessed against eligible components. | Nexus Blue unit, probe
2613 | 1475482 | E SCOTT & L.C SCOTT | 05839 NB+ 5 BT probe (90cm TriSCAN) + 3 years IrriMAX Live + SIM Card/Data Plan for x3 years | 10613.71 | Soil status enterprise setup featuring a Nexus Blue base gateway capturing multi-layer data from five 90cm TriSCAN probes over Bluetooth. Uses cellular networks to map fields. Packed with 3 years of data and IrriMAX Live cloud. | Yes | Yes, Training online, and via Sentek authorised dealers, and self-train via User Manuals | Yes, Training online, and via Sentek authorised dealers, and self-train via User Manuals | Partially Eligible Bundle | Itemised component breakdown required and must be provided when the claim is lodged, in accordance with the Grant Opportunity Guidelines. Funding will only be assessed against eligible components. | Nexus Blue unit, probe
2622 | 1475482 | E SCOTT & L.C SCOTT | 05848 NB+ 4 BT probe (120cm TriSCAN) + 3 years IrriMAX Live + SIM Card/Data Plan for x3 years | 9986.29 | Broad ag-tech sensor kit featuring a cellular-enabled Nexus Blue unit that pairs with four deep 120cm TriSCAN soil probes via local Bluetooth. Broadcasts stats via cell towers. Includes a 3-year data subscription and IrriMAX. | Yes | Yes, Training online, and via Sentek authorised dealers, and self-train via User Manuals | Yes, Training online, and via Sentek authorised dealers, and self-train via User Manuals | Partially Eligible Bundle | Itemised component breakdown required and must be provided when the claim is lodged, in accordance with the Grant Opportunity Guidelines. Funding will only be assessed against eligible components. | Nexus Blue unit, probe
2608 | 1475482 | E SCOTT & L.C SCOTT | 05834 NB+ 5 BT probe (90cm Moist+Temp) + 3 years IrriMAX Live + SIM Card/Data Plan for x3 years | 9392.43 | Enterprise monitoring array consisting of a Nexus Blue cell transmitter matching five deep 90cm moisture and temperature probes via Bluetooth. Directs data via cellular links. Bundled with a 3-year data plan and IrriMAX Live. | Yes | Yes, Training online, and via Sentek authorised dealers, and self-train via User Manuals | Yes, Training online, and via Sentek authorised dealers, and self-train via User Manuals | Partially Eligible Bundle | Itemised component breakdown required and must be provided when the claim is lodged, in accordance with the Grant Opportunity Guidelines. Funding will only be assessed against eligible components. | Nexus Blue unit, probe
2603 | 1475482 | E SCOTT & L.C SCOTT | 05829 NB+ 5 BT probe (60cm TriSCAN) + 3 years IrriMAX Live + SIM Card/Data Plan for x3 years | 9078.93 | Extended salinity and moisture tracking network comprising a Nexus Blue unit commanding five 60cm TriSCAN probes via Bluetooth. Outloads data through cellular networks. Packaged with a 3-year cell plan and IrriMAX Live software. | Yes | Yes, Training online, and via Sentek authorised dealers, and self-train via User Manuals | Yes, Training online, and via Sentek authorised dealers, and self-train via User Manuals | Partially Eligible Bundle | Itemised component breakdown required and must be provided when the claim is lodged, in accordance with the Grant Opportunity Guidelines. Funding will only be assessed against eligible components. | Nexus Blue unit, probe
2617 | 1475482 | E SCOTT & L.C SCOTT | 05843 NB+ 4 BT probe (120cm Moist+Temp) + 3 years IrriMAX Live + SIM Card/Data Plan for x3 years | 8854.29 | Multi-depth smart farming setup involving a Nexus Blue terminal that accesses four deep 120cm moisture and temp probes using Bluetooth. Uses internal cellular gear to broadcast. Packed with a 3-year data plan and IrriMAX Live. | Yes | Yes, Training online, and via Sentek authorised dealers, and self-train via User Manuals | Yes, Training online, and via Sentek authorised dealers, and self-train via User Manuals | Partially Eligible Bundle | Itemised component breakdown required and must be provided when the claim is lodged, in accordance with the Grant Opportunity Guidelines. Funding will only be assessed against eligible components. | Nexus Blue unit, probe
2612 | 1475482 | E SCOTT & L.C SCOTT | 05838 NB+ 4 BT probe (90cm TriSCAN) + 3 years IrriMAX Live + SIM Card/Data Plan for x3 years | 8760.97 | Connected ag monitoring tool featuring a single Nexus Blue logging hub collecting files from four 90cm TriSCAN probes via Bluetooth. Relays stats over cellular network. Includes 3 years of data and IrriMAX Live software. | Yes | Yes, Training online, and via Sentek authorised dealers, and self-train via User Manuals | Yes, Training online, and via Sentek authorised dealers, and self-train via User Manuals | Partially Eligible Bundle | Itemised component breakdown required and must be provided when the claim is lodged, in accordance with the Grant Opportunity Guidelines. Funding will only be assessed against eligible components. | Nexus Blue unit, probe
2598 | 1475482 | E SCOTT & L.C SCOTT | 05824 NB+ 5 BT probe (60cm Moist+Temp) + 3 years IrriMAX Live + SIM Card/Data Plan for x3 years | 8052.21 | Extended ag-tech package incorporating a central Nexus Blue base talking to five 60cm moisture and temperature probes via Bluetooth. Dispatches profiles via cellular networks. Includes 3 years of data tracking and IrriMAX Live. | Yes | Yes, Training online, and via Sentek authorised dealers, and self-train via User Manuals | Yes, Training online, and via Sentek authorised dealers, and self-train via User Manuals | Partially Eligible Bundle | Itemised component breakdown required and must be provided when the claim is lodged, in accordance with the Grant Opportunity Guidelines. Funding will only be assessed against eligible components. | Nexus Blue unit, probe
2621 | 1475482 | E SCOTT & L.C SCOTT | 05847 NB+ 3 BT probe (120cm TriSCAN) + 3 years IrriMAX Live + SIM Card/Data Plan for x3 years | 7827.21 | Deep-well agronomic network kit featuring a central Nexus Blue logging hub collecting data from three 120cm TriSCAN soil profile probes over Bluetooth. Forwards updates via cellular technology. Packaged with 3 years of SIM data. | Yes | Yes, Training online, and via Sentek authorised dealers, and self-train via User Manuals | Yes, Training online, and via Sentek authorised dealers, and self-train via User Manuals | Partially Eligible Bundle | Itemised component breakdown required and must be provided when the claim is lodged, in accordance with the Grant Opportunity Guidelines. Funding will only be assessed against eligible components. | Nexus Blue unit, probe
2607 | 1475482 | E SCOTT & L.C SCOTT | 05833 NB+ 4 BT probe (90cm Moist+Temp) + 3 years IrriMAX Live + SIM Card/Data Plan for x3 years | 7783.94 | Deep sensor crop network combining a main Nexus Blue receiver connected via Bluetooth to four deep 90cm moisture and temperature probes. Reports via cellular modules. Outfitted with 3 years of SIM data and IrriMAX Live access. | Yes | Yes, Training online, and via Sentek authorised dealers, and self-train via User Manuals | Yes, Training online, and via Sentek authorised dealers, and self-train via User Manuals | Partially Eligible Bundle | Itemised component breakdown required and must be provided when the claim is lodged, in accordance with the Grant Opportunity Guidelines. Funding will only be assessed against eligible components. | Nexus Blue unit, probe
2602 | 1475482 | E SCOTT & L.C SCOTT | 05828 NB+ 4 BT probe (60cm TriSCAN) + 3 years IrriMAX Live + SIM Card/Data Plan for x3 years | 7533.14 | Advanced instrumentation bundle featuring a Nexus Blue system tracking four 60cm TriSCAN soil probes via local Bluetooth. Provides off-grid cellular reporting. Includes 3 years of SIM data transmission and IrriMAX Live access. | Yes | Yes, Training online, and via Sentek authorised dealers, and self-train via User Manuals | Yes, Training online, and via Sentek authorised dealers, and self-train via User Manuals | Partially Eligible Bundle | Itemised component breakdown required and must be provided when the claim is lodged, in accordance with the Grant Opportunity Guidelines. Funding will only be assessed against eligible components. | Nexus Blue unit, probe
2593 | 1475482 | E SCOTT & L.C SCOTT | 05819 NB+ 5 BT probe (30cm TriSCAN) + 3 years IrriMAX Live + SIM Card/Data Plan for x3 years | 7416.21 | Soil data network containing a central Nexus Blue gateway utilizing Bluetooth to capture metrics from five 30cm TriSCAN probes. Uploads via cellular telemetry. Includes a 3-year data plan and 3-year IrriMAX Live subscription. | Yes | Yes, Training online, and via Sentek authorised dealers, and self-train via User Manuals | Yes, Training online, and via Sentek authorised dealers, and self-train via User Manuals | Partially Eligible Bundle | Itemised component breakdown required and must be provided when the claim is lodged, in accordance with the Grant Opportunity Guidelines. Funding will only be assessed against eligible components. | Nexus Blue unit, probe
2616 | 1475482 | E SCOTT & L.C SCOTT | 05842 NB+ 3 BT probe (120cm Moist+Temp) + 3 years IrriMAX Live + SIM Card/Data Plan for x3 years | 6978.21 | Deep root monitoring configuration linking a single Nexus Blue logger with three 120cm moisture and temperature probes over Bluetooth. Dispatches fields via cell networks. Includes 3 years of SIM service and IrriMAX Live features. | Yes | Yes, Training online, and via Sentek authorised dealers, and self-train via User Manuals | Yes, Training online, and via Sentek authorised dealers, and self-train via User Manuals | Partially Eligible Bundle | Itemised component breakdown required and must be provided when the claim is lodged, in accordance with the Grant Opportunity Guidelines. Funding will only be assessed against eligible components. | Nexus Blue unit, probe
2611 | 1475482 | E SCOTT & L.C SCOTT | 05837 NB+ 3 BT probe (90 TriSCAN) + 3 years IrriMAX Live + SIM Card/Data Plan for x3 years | 6908.23 | Multi-zone agronomic package featuring a high-capacity Nexus Blue logging node communicating with three 90cm TriSCAN probes via Bluetooth. Dispatches profiles via cellular networks. Bundled with a 3-year SIM data plan and IrriMAX. | Yes | Yes, Training online, and via Sentek authorised dealers, and self-train via User Manuals | Yes, Training online, and via Sentek authorised dealers, and self-train via User Manuals | Partially Eligible Bundle | Itemised component breakdown required and must be provided when the claim is lodged, in accordance with the Grant Opportunity Guidelines. Funding will only be assessed against eligible components. | Nexus Blue unit, probe
2588 | 1475482 | E SCOTT & L.C SCOTT | 05814 NB+ 5 BT probe (30cm Moist+Temp) + 3 years IrriMAX Live + SIM Card/Data Plan for x3 years | 6734.79 | Farm network package using a Nexus Blue logger connecting up to five 30cm moisture and temp probes via Bluetooth. Uses global cellular data to report real-time field metrics. Includes 3 years of SIM data and IrriMAX Live. | Yes | Yes, Training online, and via Sentek authorised dealers, and self-train via User Manuals | Yes, Training online, and via Sentek authorised dealers, and self-train via User Manuals | Partially Eligible Bundle | Itemised component breakdown required and must be provided when the claim is lodged, in accordance with the Grant Opportunity Guidelines. Funding will only be assessed against eligible components. | Nexus Blue unit, probe
2597 | 1475482 | E SCOTT & L.C SCOTT | 05823 NB+ 4 BT probe (60cm Moist+Temp) + 3 years IrriMAX Live + SIM Card/Data Plan for x3 years | 6711.77 | Smart agronomy package including a Nexus Blue hub that pulls soil files from four 60cm moisture and temp probes via local Bluetooth. Employs cellular tech for data streams. Contains a 3-year SIM data plan and IrriMAX Live license. | Yes | Yes, Training online, and via Sentek authorised dealers, and self-train via User Manuals | Yes, Training online, and via Sentek authorised dealers, and self-train via User Manuals | Partially Eligible Bundle | Itemised component breakdown required and must be provided when the claim is lodged, in accordance with the Grant Opportunity Guidelines. Funding will only be assessed against eligible components. | Nexus Blue unit, probe
2592 | 1475482 | E SCOTT & L.C SCOTT | 05818 NB+ 4 BT probe (30cm TriSCAN) + 3 years IrriMAX Live + SIM Card/Data Plan for x3 years | 6202.97 | Salinity and water tracking package featuring a Nexus Blue logger communicating via Bluetooth to four 30cm TriSCAN probes. Relays data via cellular hardware. Includes 3 years of active SIM data and 3 years of IrriMAX Live. | Yes | Yes, Training online, and via Sentek authorised dealers, and self-train via User Manuals | Yes, Training online, and via Sentek authorised dealers, and self-train via User Manuals | Partially Eligible Bundle | Itemised component breakdown required and must be provided when the claim is lodged, in accordance with the Grant Opportunity Guidelines. Funding will only be assessed against eligible components. | Nexus Blue unit, probe
2606 | 1475482 | E SCOTT & L.C SCOTT | 05832 NB+ 3 BT probe (90cm Moist+Temp) + 3 years IrriMAX Live + SIM Card/Data Plan for x3 years | 6175.46 | Precision water monitoring package utilizing a Nexus Blue station to sync three 90cm moisture and temperature probes over Bluetooth. Broadcasts via cellular infrastructure. Accompanied by 3 years of SIM data and IrriMAX Live. | Yes | Yes, Training online, and via Sentek authorised dealers, and self-train via User Manuals | Yes, Training online, and via Sentek authorised dealers, and self-train via User Manuals | Partially Eligible Bundle | Itemised component breakdown required and must be provided when the claim is lodged, in accordance with the Grant Opportunity Guidelines. Funding will only be assessed against eligible components. | Nexus Blue unit, probe
2601 | 1475482 | E SCOTT & L.C SCOTT | 05827 NB+ 3 BT probe (60cm TriSCAN) + 3 years IrriMAX Live + SIM Card/Data Plan for x3 years | 5987.36 | Field deployment set combining a central Nexus Blue base with three 60cm TriSCAN probes using short-range Bluetooth. Uplinks profiles via mobile cell tower technology. Packaged with 3 years of SIM data and IrriMAX Live access. | Yes | Yes, Training online, and via Sentek authorised dealers, and self-train via User Manuals | Yes, Training online, and via Sentek authorised dealers, and self-train via User Manuals | Partially Eligible Bundle | Itemised component breakdown required and must be provided when the claim is lodged, in accordance with the Grant Opportunity Guidelines. Funding will only be assessed against eligible components. | Nexus Blue unit, probe
2675 | 1475482 | E SCOTT & L.C SCOTT | 04988 Sentek AWS 4G with Solar Rad + 120cm DD Fixed cable TriSCAN Probe+ 1 year IrriMAX & Data Plan | 5877.17 | Precision weather matrix: 4G cell Automated Weather Station (with Solar Rad) cabled to a long 120cm TriSCAN multi-sensor soil probe. Uploads logs via cellular tech. Packaged with 1 year of network data and IrriMAX. | Yes | Yes, Training online, and via Sentek authorised dealers, and self-train via User Manuals | Yes, Training online, and via Sentek authorised dealers, and self-train via User Manuals | Partially Eligible Bundle | Itemised component breakdown required and must be provided when the claim is lodged, in accordance with the Grant Opportunity Guidelines. Funding will only be assessed against eligible components. | Weather station, probe
2683 | 1475482 | E SCOTT & L.C SCOTT | 04997 Sentek AWS WiFi with Solar Rad + 120cm DD Fixed cable TriSCAN Probe+ 1 year IrriMAX & Data Plan | 5687.17 | Premium subsoil climate setup utilizing a Wi-Fi Automated Weather Station with Solar Rad, cabled to a 120cm TriSCAN multi-sensor soil probe. Integrates into your farm Wi-Fi for continuous logging. Packaged with 1 year of data and IrriMAX. | Yes | Yes, Training online, and via Sentek authorised dealers, and self-train via User Manuals | Yes, Training online, and via Sentek authorised dealers, and self-train via User Manuals | Partially Eligible Bundle | Itemised component breakdown required and must be provided when the claim is lodged, in accordance with the Grant Opportunity Guidelines. Funding will only be assessed against eligible components. | Weather station, probe
2620 | 1475482 | E SCOTT & L.C SCOTT | 05846 NB+ 2 BT probe (120cm TriSCAN) + 3 years IrriMAX Live + SIM Card/Data Plan for x3 years | 5668.14 | Soil moisture and salinity array comprising a single Nexus Blue terminal interfacing with two deep 120cm TriSCAN probes via Bluetooth. Cellular connection drops updates to dashboards. Bundled with a 3-year data plan and IrriMAX. | Yes | Yes, Training online, and via Sentek authorised dealers, and self-train via User Manuals | Yes, Training online, and via Sentek authorised dealers, and self-train via User Manuals | Partially Eligible Bundle | Itemised component breakdown required and must be provided when the claim is lodged, in accordance with the Grant Opportunity Guidelines. Funding will only be assessed against eligible components. | Nexus Blue unit, probe
2587 | 1475482 | E SCOTT & L.C SCOTT | 05813 NB+ 4 BT probe (30cm Moist+Temp) + 3 years IrriMAX Live + SIM Card/Data Plan for x3 years | 5657.83 | Ag-tech multi-probe kit including one central Nexus Blue logger connected via Bluetooth to four 30cm moisture and temperature probes. Transmits via cellular networks. Includes a 3-year data plan and 3 years of IrriMAX Live. | Yes | Yes, Training online, and via Sentek authorised dealers, and self-train via User Manuals | Yes, Training online, and via Sentek authorised dealers, and self-train via User Manuals | Partially Eligible Bundle | Itemised component breakdown required and must be provided when the claim is lodged, in accordance with the Grant Opportunity Guidelines. Funding will only be assessed against eligible components. | Nexus Blue unit, probe
2671 | 1475482 | E SCOTT & L.C SCOTT | 04984 Sentek AWS 4G with Solar Rad + 120cm DD Fixed cable Moisture Probe+ 1 year IrriMAX & Data Plan | 5566.17 | Environmental station: 4G cell Automated Weather Station (with Solar Radiation) linked to a 120cm Drill & Drop moisture probe. Feeds analytics via cell telemetry. Includes 1 year of network data and IrriMAX. | Yes | Yes, Training online, and via Sentek authorised dealers, and self-train via User Manuals | Yes, Training online, and via Sentek authorised dealers, and self-train via User Manuals | Partially Eligible Bundle | Itemised component breakdown required and must be provided when the claim is lodged, in accordance with the Grant Opportunity Guidelines. Funding will only be assessed against eligible components. | Weather station, probe
2674 | 1475482 | E SCOTT & L.C SCOTT | 04987 Sentek AWS 4G with Solar Rad + 90cm DD Fixed cable TriSCAN Probe+ 1 year IrriMAX & Data Plan | 5540.17 | Ag climate package: 4G cell Automated Weather Station (with Solar Rad) wired to a deep 90cm TriSCAN Drill & Drop soil probe. Sends info through cellular networks. Packaged with a 1-year SIM contract and IrriMAX. | Yes | Yes, Training online, and via Sentek authorised dealers, and self-train via User Manuals | Yes, Training online, and via Sentek authorised dealers, and self-train via User Manuals | Partially Eligible Bundle | Itemised component breakdown required and must be provided when the claim is lodged, in accordance with the Grant Opportunity Guidelines. Funding will only be assessed against eligible components. | Weather station, probe
2679 | 1475482 | E SCOTT & L.C SCOTT | 04993 Sentek AWS WiFi with Solar Rad + 120cm DD Fixed cable Moisture Probe+ 1 year IrriMAX & Data Plan | 5376.17 | Crop climate bundle deploying a Wi-Fi Automated Weather Station with Solar Radiation, wired to a 120cm Drill & Drop moisture probe. Transmits over native farm Wi-Fi. Includes a 1-year network data package and IrriMAX software tools. | Yes | Yes, Training online, and via Sentek authorised dealers, and self-train via User Manuals | Yes, Training online, and via Sentek authorised dealers, and self-train via User Manuals | Partially Eligible Bundle | Itemised component breakdown required and must be provided when the claim is lodged, in accordance with the Grant Opportunity Guidelines. Funding will only be assessed against eligible components. | Weather station, probe
2596 | 1475482 | E SCOTT & L.C SCOTT | 05822 NB+ 3 BT probe (60cm Moist+Temp) + 3 years IrriMAX Live + SIM Card/Data Plan for x3 years | 5371.33 | Multi-site monitoring setup pairing a central Nexus Blue logger to three 60cm moisture and temp probes over Bluetooth. Relays insights over cellular networks. Includes 3 years of SIM data and 3 years of IrriMAX Live dashboard. | Yes | Yes, Training online, and via Sentek authorised dealers, and self-train via User Manuals | Yes, Training online, and via Sentek authorised dealers, and self-train via User Manuals | Partially Eligible Bundle | Itemised component breakdown required and must be provided when the claim is lodged, in accordance with the Grant Opportunity Guidelines. Funding will only be assessed against eligible components. | Nexus Blue unit, probe
2682 | 1475482 | E SCOTT & L.C SCOTT | 04996 Sentek AWS WiFi with Solar Rad + 90cm DD Fixed cable TriSCAN Probe+ 1 year IrriMAX & Data Plan | 5350.17 | Advanced weather package deploying a Wi-Fi Automated Weather Station with Solar Rad and a deep 90cm TriSCAN Drill & Drop soil probe. Relays updates across the farm Wi-Fi framework. Outfitted with 1 year of data plan and IrriMAX web tools. | Yes | Yes, Training online, and via Sentek authorised dealers, and self-train via User Manuals | Yes, Training online, and via Sentek authorised dealers, and self-train via User Manuals | Partially Eligible Bundle | Itemised component breakdown required and must be provided when the claim is lodged, in accordance with the Grant Opportunity Guidelines. Funding will only be assessed against eligible components. | Weather station, probe
2670 | 1475482 | E SCOTT & L.C SCOTT | 04983 Sentek AWS 4G with Solar Rad + 90cm DD Fixed cable Moisture Probe+ 1 year IrriMAX & Data Plan | 5271.17 | Micro-climate ag-tech bundle: 4G cell Automated Weather Station with Solar Radiation, wired to a deep 90cm Drill & Drop moisture and temp probe. Relays metrics via mobile networks. Includes 1-year data and IrriMAX. | Yes | Yes, Training online, and via Sentek authorised dealers, and self-train via User Manuals | Yes, Training online, and via Sentek authorised dealers, and self-train via User Manuals | Partially Eligible Bundle | Itemised component breakdown required and must be provided when the claim is lodged, in accordance with the Grant Opportunity Guidelines. Funding will only be assessed against eligible components. | Weather station, probe
2673 | 1475482 | E SCOTT & L.C SCOTT | 04986 Sentek AWS 4G with Solar Rad + 60cm DD Fixed cable TriSCAN Probe+ 1 year IrriMAX & Data Plan | 5202.17 | Environment bundle: 4G cell Automated Weather Station (with Solar Rad) cabled to a 60cm TriSCAN Drill & Drop moisture/salinity probe. Dispatches files over cell networks. Includes a 1-year SIM data plan and IrriMAX. | Yes | Yes, Training online, and via Sentek authorised dealers, and self-train via User Manuals | Yes, Training online, and via Sentek authorised dealers, and self-train via User Manuals | Partially Eligible Bundle | Itemised component breakdown required and must be provided when the claim is lodged, in accordance with the Grant Opportunity Guidelines. Funding will only be assessed against eligible components. | Weather station, probe
2615 | 1475482 | E SCOTT & L.C SCOTT | 05841 NB+ 2 BT probe (120cm Moist+Temp) + 3 years IrriMAX Live + SIM Card/Data Plan for x3 years | 5102.14 | Ag-tech sensor assembly utilizing a Nexus Blue cellular device communicating with two deep 120cm moisture and temperature probes via secure Bluetooth. Streams metrics via mobile cells. Complete with 3-year data plan and IrriMAX. | Yes | Yes, Training online, and via Sentek authorised dealers, and self-train via User Manuals | Yes, Training online, and via Sentek authorised dealers, and self-train via User Manuals | Partially Eligible Bundle | Itemised component breakdown required and must be provided when the claim is lodged, in accordance with the Grant Opportunity Guidelines. Funding will only be assessed against eligible components. | Nexus Blue unit, probe
2678 | 1475482 | E SCOTT & L.C SCOTT | 04992 Sentek AWS WiFi with Solar Rad + 90cm DD Fixed cable Moisture Probe+ 1 year IrriMAX & Data Plan | 5081.17 | Smart ag environmental hub featuring a Wi-Fi Automated Weather Station with Solar Rad and a deep 90cm Drill & Drop moisture and temp probe. Connects via local farm Wi-Fi. Bundled with a 1-year data contract and full IrriMAX access. | Yes | Yes, Training online, and via Sentek authorised dealers, and self-train via User Manuals | Yes, Training online, and via Sentek authorised dealers, and self-train via User Manuals | Partially Eligible Bundle | Itemised component breakdown required and must be provided when the claim is lodged, in accordance with the Grant Opportunity Guidelines. Funding will only be assessed against eligible components. | Weather station, probe
2610 | 1475482 | E SCOTT & L.C SCOTT | 05836 NB+ 2 BT probe (90cm TriSCAN) + 3 years IrriMAX Live + SIM Card/Data Plan for x3 years | 5055.49 | Connected soil intelligence deployment utilizing a Nexus Blue logger reading from two 90cm TriSCAN probes via Bluetooth. Pumps depth metrics via cellular pathways. Includes a 3-year data subscription and IrriMAX Live cloud access. | Yes | Yes, Training online, and via Sentek authorised dealers, and self-train via User Manuals | Yes, Training online, and via Sentek authorised dealers, and self-train via User Manuals | Partially Eligible Bundle | Itemised component breakdown required and must be provided when the claim is lodged, in accordance with the Grant Opportunity Guidelines. Funding will only be assessed against eligible components. | Nexus Blue unit, probe
2681 | 1475482 | E SCOTT & L.C SCOTT | 04995 Sentek AWS WiFi with Solar Rad + 60cm DD Fixed cable TriSCAN Probe+ 1 year IrriMAX & Data Plan | 5012.17 | Wireless agronomy station combining a Wi-Fi Automated Weather Station and Solar Rad tracking with a 60cm TriSCAN Drill & Drop multi-sensor soil probe. Relays field tracking over farm Wi-Fi. Includes 1-year active data plan and IrriMAX. | Yes | Yes, Training online, and via Sentek authorised dealers, and self-train via User Manuals | Yes, Training online, and via Sentek authorised dealers, and self-train via User Manuals | Partially Eligible Bundle | Itemised component breakdown required and must be provided when the claim is lodged, in accordance with the Grant Opportunity Guidelines. Funding will only be assessed against eligible components. | Weather station, probe
2591 | 1475482 | E SCOTT & L.C SCOTT | 05817 NB+ 3 BT probe (30cm TriSCAN) + 3 years IrriMAX Live + SIM Card/Data Plan for x3 years | 4989.73 | Ag-tech bundle including a central Nexus Blue logger linking three 30cm TriSCAN probes (water, salt, temp) via Bluetooth. Reports findings over cellular networks. Includes a 3-year SIM data plan and 3 years of IrriMAX Live. | Yes | Yes, Training online, and via Sentek authorised dealers, and self-train via User Manuals | Yes, Training online, and via Sentek authorised dealers, and self-train via User Manuals | Partially Eligible Bundle | Itemised component breakdown required and must be provided when the claim is lodged, in accordance with the Grant Opportunity Guidelines. Funding will only be assessed against eligible components. | Nexus Blue unit, probe
2669 | 1475482 | E SCOTT & L.C SCOTT | 04982 Sentek AWS 4G with Solar Rad + 60cm DD Fixed cable Moisture Probe+ 1 year IrriMAX & Data Plan | 4989.28 | Farm environmental station combining a 4G cellular Automated Weather Station (including Solar Radiation) and a 60cm fixed-cable Drill & Drop soil moisture probe. Uploads files over cellular pathways. Contains 1 year of cellular SIM service and IrriMAX. | Yes | Yes, Training online, and via Sentek authorised dealers, and self-train via User Manuals | Yes, Training online, and via Sentek authorised dealers, and self-train via User Manuals | Partially Eligible Bundle | Itemised component breakdown required and must be provided when the claim is lodged, in accordance with the Grant Opportunity Guidelines. Funding will only be assessed against eligible components. | Weather station, probe
2672 | 1475482 | E SCOTT & L.C SCOTT | 04985 Sentek AWS 4G with Solar Rad + 30cm DD Fixed cable TriSCAN Probe+ 1 year IrriMAX & Data Plan | 4834.3 | Automated Weather Station with Solar Radiation metrics, wired over fixed cable to a 30cm TriSCAN Drill & Drop probe for tracking moisture and salinity. Broadcasts over standard 4G cellular infrastructure. Outfitted with 1 year of cell plan and IrriMAX. | Yes | Yes, Training online, and via Sentek authorised dealers, and self-train via User Manuals | Yes, Training online, and via Sentek authorised dealers, and self-train via User Manuals | Partially Eligible Bundle | Itemised component breakdown required and must be provided when the claim is lodged, in accordance with the Grant Opportunity Guidelines. Funding will only be assessed against eligible components. | Weather station, probe
2651 | 1475482 | E SCOTT & L.C SCOTT | 05871 Multi + 2 Probes (120cm TriSCAN) + 3 years IrriMAX Live + SIM Card/Data Plan for x3 years | 4825.93 | Broad multi-probe deep field system incorporating a powerful Multi gateway monitoring two 120cm TriSCAN soil profiling probes. Offloads real-time logs via integrated cellular hardware. Packaged with a 3-year cell plan and 3 years of IrriMAX Live. | Yes | Yes, Training online, and via Sentek authorised dealers, and self-train via User Manuals | Yes, Training online, and via Sentek authorised dealers, and self-train via User Manuals | Partially Eligible Bundle | Itemised component breakdown required and must be provided when the claim is lodged, in accordance with the Grant Opportunity Guidelines. Funding will only be assessed against eligible components. | Multi unit, probe
2657 | 1475482 | E SCOTT & L.C SCOTT | 05877 Multi + 2 Probes (120cm TriSCAN) + Rain Gauge + Air Temp + 3 years IrriMAX Live + SIM Card/Data Plan for x3 years | 4825.93 | Premium farm matrix: high-tier Multi logger, two deep 120cm TriSCAN probes, rain gauge, and air temp sensor. Streams over mobile cell networks. Includes 3 years of SIM data and a 3-year IrriMAX Live license. | Yes | Yes, Training online, and via Sentek authorised dealers, and self-train via User Manuals | Yes, Training online, and via Sentek authorised dealers, and self-train via User Manuals | Partially Eligible Bundle | Itemised component breakdown required and must be provided when the claim is lodged, in accordance with the Grant Opportunity Guidelines. Funding will only be assessed against eligible components. | Multi unit, probe, rain gauge, air temperature sensors
2677 | 1475482 | E SCOTT & L.C SCOTT | 04991 Sentek AWS WiFi with Solar Rad + 60cm DD Fixed cable Moisture Probe+ 1 year IrriMAX & Data Plan | 4799.28 | Connected farm climate station featuring a Wi-Fi Automated Weather Station with Solar Radiation, paired to a 60cm Drill & Drop moisture probe. Streams atmospheric and soil data via Wi-Fi. Includes 1-year data plan and IrriMAX software. | Yes | Yes, Training online, and via Sentek authorised dealers, and self-train via User Manuals | Yes, Training online, and via Sentek authorised dealers, and self-train via User Manuals | Partially Eligible Bundle | Itemised component breakdown required and must be provided when the claim is lodged, in accordance with the Grant Opportunity Guidelines. Funding will only be assessed against eligible components. | Weather station, probe
2668 | 1475482 | E SCOTT & L.C SCOTT | 04981 Sentek AWS 4G with Solar Rad + 30cm DD Fixed cable Moisture Probe+ 1 year IrriMAX & Data Plan | 4684.67 | Premium Automated Weather Station (AWS) with Solar Radiation tracking, paired with a 30cm Drill & Drop moisture probe via fixed cable. Utilizes on-board 4G cellular telemetry to relay profiles. Outfitted with 1 year of data plan and IrriMAX software. | Yes | Yes, Training online, and via Sentek authorised dealers, and self-train via User Manuals | Yes, Training online, and via Sentek authorised dealers, and self-train via User Manuals | Partially Eligible Bundle | Itemised component breakdown required and must be provided when the claim is lodged, in accordance with the Grant Opportunity Guidelines. Funding will only be assessed against eligible components. | Weather station, probe
2680 | 1475482 | E SCOTT & L.C SCOTT | 04994 Sentek AWS WiFi with Solar Rad + 30cm DD Fixed cable TriSCAN Probe+ 1 year IrriMAX & Data Plan | 4644.3 | Integrated farm tracking set featuring a Wi-Fi Automated Weather Station with Solar Rad linked to a 30cm TriSCAN Drill & Drop moisture/salinity probe. Feeds metrics over local Wi-Fi. Packaged with a 1-year data plan and IrriMAX software. | Yes | Yes, Training online, and via Sentek authorised dealers, and self-train via User Manuals | Yes, Training online, and via Sentek authorised dealers, and self-train via User Manuals | Partially Eligible Bundle | Itemised component breakdown required and must be provided when the claim is lodged, in accordance with the Grant Opportunity Guidelines. Funding will only be assessed against eligible components. | Weather station, probe
2777 | 1475482 | E SCOTT & L.C SCOTT | 10743 - C3+ Weather Station Kit | 4600 | C3+ module with a Davis Vantage Pro 2 weather station capable of evapotranspiration calculations and measures wind speed & direction, temperature, humidity, solar radiation & rain gauge. | Yes | <not provided> | <not provided> | Eligible | Eligible for rebate funding. | N/A
2586 | 1475482 | E SCOTT & L.C SCOTT | 05812 NB+ 3 BT probe (30cm Moist+Temp) + 3 years IrriMAX Live + SIM Card/Data Plan for x3 years | 4580.87 | Multi-sensor array using a Nexus Blue telemetry hub paired via Bluetooth with three 30cm moisture and temperature probes. Relays data over cellular networks. Includes a 3-year SIM data plan and 3-year IrriMAX Live access. | Yes | Yes, Training online, and via Sentek authorised dealers, and self-train via User Manuals | Yes, Training online, and via Sentek authorised dealers, and self-train via User Manuals | Partially Eligible Bundle | Itemised component breakdown required and must be provided when the claim is lodged, in accordance with the Grant Opportunity Guidelines. Funding will only be assessed against eligible components. | Nexus Blue unit, probe
2605 | 1475482 | E SCOTT & L.C SCOTT | 05831 NB+ 2 BT probe (90cm Moist+Temp) + 3 years IrriMAX Live + SIM Card/Data Plan for x3 years | 4566.97 | Smart field kit leveraging a Nexus Blue master datalogger interfacing with two deep 90cm moisture and temperature probes via Bluetooth. Transmits via internal cellular gear. Packaged with a 3-year data SIM and IrriMAX Live. | Yes | Yes, Training online, and via Sentek authorised dealers, and self-train via User Manuals | Yes, Training online, and via Sentek authorised dealers, and self-train via User Manuals | Partially Eligible Bundle | Itemised component breakdown required and must be provided when the claim is lodged, in accordance with the Grant Opportunity Guidelines. Funding will only be assessed against eligible components. | Nexus Blue unit, probe
2676 | 1475482 | E SCOTT & L.C SCOTT | 04990 Sentek AWS WiFi with Solar Rad + 30cm DD Fixed cable Moisture Probe+ 1 year IrriMAX & Data Plan | 4494.67 | Automated Weather Station with Solar Radiation, wired to a 30cm Drill & Drop moisture probe. Relays combined micro-climate and soil metrics across local farm Wi-Fi. Packaged with a 1-year data plan and an IrriMAX software subscription. | Yes | Yes, Training online, and via Sentek authorised dealers, and self-train via User Manuals | Yes, Training online, and via Sentek authorised dealers, and self-train via User Manuals | Partially Eligible Bundle | Itemised component breakdown required and must be provided when the claim is lodged, in accordance with the Grant Opportunity Guidelines. Funding will only be assessed against eligible components. | Weather station, probe
2600 | 1475482 | E SCOTT & L.C SCOTT | 05826 NB+ 2 BT probe (60cm TriSCAN) + 3 years IrriMAX Live + SIM Card/Data Plan for x3 years | 4441.57 | Multi-sensor system linking a central Nexus Blue logger with two 60cm TriSCAN probes via Bluetooth. Utilizes cellular tech to upload moisture, temp, and salinity data. Includes a 3-year SIM plan and 3 years of IrriMAX Live. | Yes | Yes, Training online, and via Sentek authorised dealers, and self-train via User Manuals | Yes, Training online, and via Sentek authorised dealers, and self-train via User Manuals | Partially Eligible Bundle | Itemised component breakdown required and must be provided when the claim is lodged, in accordance with the Grant Opportunity Guidelines. Funding will only be assessed against eligible components. | Nexus Blue unit, probe
2778 | 1475482 | E SCOTT & L.C SCOTT | 10599 - C3+ 120cm Soil Probe Kit | 4400 | C3+ with Sentek 120cm Drill and Drop soil probe; measuring soil moisture and temperature. Kit includes: C3+ cell module, cellular antenna, enclosure and solar panel, Sentek soil probe with 16ft/5m cable. | Yes | <not provided> | <not provided> | Partially Eligible Bundle | Itemised component breakdown required and must be provided when the claim is lodged, in accordance with the Grant Opportunity Guidelines. Funding will only be assessed against eligible components. | Cell module, antenna, probe
2648 | 1475482 | E SCOTT & L.C SCOTT | 05868 Multi + 2 Probes (120cm Moist+Temp) + 3 years IrriMAX Live + SIM Card/Data Plan for x3 years | 4260.79 | Connected soil profiling kit featuring a main Multi series logging gateway hosting two full 120cm moisture and temp probes. Delivers structural deep profiles via cell communication networks. Includes 3 years of continuous network data and IrriMAX Live. | Yes | Yes, Training online, and via Sentek authorised dealers, and self-train via User Manuals | Yes, Training online, and via Sentek authorised dealers, and self-train via User Manuals | Partially Eligible Bundle | Itemised component breakdown required and must be provided when the claim is lodged, in accordance with the Grant Opportunity Guidelines. Funding will only be assessed against eligible components. | Multi unit, probe
2654 | 1475482 | E SCOTT & L.C SCOTT | 05874 Multi + 2 Probes (120cm Moist+Temp) + Rain Gauge + Air Temp + 3 years IrriMAX Live + SIM Card/Data Plan for x3 years | 4260.79 | Environmental station utilizing a Multi master base connected to two 120cm soil moisture probes, a rain gauge, and an ambient air temp module. Employs cellular telemetry to transfer records. Includes 3 years of SIM data and 3 years of IrriMAX Live. | Yes | Yes, Training online, and via Sentek authorised dealers, and self-train via User Manuals | Yes, Training online, and via Sentek authorised dealers, and self-train via User Manuals | Partially Eligible Bundle | Itemised component breakdown required and must be provided when the claim is lodged, in accordance with the Grant Opportunity Guidelines. Funding will only be assessed against eligible components. | Multi unit, probe, rain gauge, air temperature sensors
2650 | 1475482 | E SCOTT & L.C SCOTT | 05870 Multi + 2 Probes (90cm TriSCAN) + 3 years IrriMAX Live + SIM Card/Data Plan for x3 years | 4213.53 | Soil health monitoring network combining a Multi series hub tracking data across two distinct 90cm TriSCAN soil profiling probes. Broadcasts telemetry via cellular data infrastructure. Includes 3 years of cell SIM data and 3 years of IrriMAX Live. | Yes | Yes, Training online, and via Sentek authorised dealers, and self-train via User Manuals | Yes, Training online, and via Sentek authorised dealers, and self-train via User Manuals | Partially Eligible Bundle | Itemised component breakdown required and must be provided when the claim is lodged, in accordance with the Grant Opportunity Guidelines. Funding will only be assessed against eligible components. | Multi unit, probe
2656 | 1475482 | E SCOTT & L.C SCOTT | 05876 Multi + 2 Probes (90cm TriSCAN) + Rain Gauge + Air Temp + 3 years IrriMAX Live + SIM Card/Data Plan for x3 years | 4213.53 | Weather bundle: Multi controller node, two 90cm TriSCAN probes, rain gauge, and air temp sensor. Uses cellular infrastructure to push analytics. Includes 3 years of continuous data and 3 years of IrriMAX Live. | Yes | Yes, Training online, and via Sentek authorised dealers, and self-train via User Manuals | Yes, Training online, and via Sentek authorised dealers, and self-train via User Manuals | Partially Eligible Bundle | Itemised component breakdown required and must be provided when the claim is lodged, in accordance with the Grant Opportunity Guidelines. Funding will only be assessed against eligible components. | Multi unit, probe, rain gauge, air temperature sensors
2779 | 1475482 | E SCOTT & L.C SCOTT | 10598 - C3+ 90cm Soil Probe Kit | 4100 | C3+ with Sentek 90cm Drill and Drop soil probe; measuring soil moisture and temperature. Kit includes: C3+ cell module, cellular antenna, enclosure and solar panel, Sentek soil probe with 16ft/5m cable. | Yes | <not provided> | <not provided> | Partially Eligible Bundle | Itemised component breakdown required and must be provided when the claim is lodged, in accordance with the Grant Opportunity Guidelines. Funding will only be assessed against eligible components. | Cell module, antenna, probe
2595 | 1475482 | E SCOTT & L.C SCOTT | 05821 NB+ 2 BT probe (60cm Moist+Temp) + 3 years IrriMAX Live + SIM Card/Data Plan for x3 years | 4030.89 | Connected system using a Nexus Blue gateway that captures data from two 60cm moisture and temp probes using integrated Bluetooth wireless. Offloads logs via cell networks. Includes 3 years of SIM data and IrriMAX Live cloud tracking. | Yes | Yes, Training online, and via Sentek authorised dealers, and self-train via User Manuals | Yes, Training online, and via Sentek authorised dealers, and self-train via User Manuals | Partially Eligible Bundle | Itemised component breakdown required and must be provided when the claim is lodged, in accordance with the Grant Opportunity Guidelines. Funding will only be assessed against eligible components. | Nexus Blue unit, probe
2780 | 1475482 | E SCOTT & L.C SCOTT | 10597 - C3+ 60cm Soil Probe Kit | 3800 | C3+ with Sentek 60cm Drill and Drop soil probe; measuring soil moisture and temperature. Kit includes: C3+ cell module, cellular antenna, enclosure and solar panel, Sentek soil probe with 16ft/5m cable. | Yes | <not provided> | <not provided> | Partially Eligible Bundle | Itemised component breakdown required and must be provided when the claim is lodged, in accordance with the Grant Opportunity Guidelines. Funding will only be assessed against eligible components. | Cell module, antenna, probe
2590 | 1475482 | E SCOTT & L.C SCOTT | 05816 NB+ 2 BT probe (30cm TriSCAN) + 3 years IrriMAX Live + SIM Card/Data Plan for x3 years | 3776.49 | Multi-zone salinity/moisture array featuring a Nexus Blue logger communicating via Bluetooth with two 30cm TriSCAN probes. Uses integrated cellular telemetry. Bundled with a 3-year data plan and 3 years of IrriMAX Live cloud. | Yes | Yes, Training online, and via Sentek authorised dealers, and self-train via User Manuals | Yes, Training online, and via Sentek authorised dealers, and self-train via User Manuals | Partially Eligible Bundle | Itemised component breakdown required and must be provided when the claim is lodged, in accordance with the Grant Opportunity Guidelines. Funding will only be assessed against eligible components. | Nexus Blue unit, probe
2824 | 1475482 | E SCOTT & L.C SCOTT | AXT-WS-C42-A25 — Ultrasonic weather station plus UV & Rad | 3760 | Cellular - Ultrasonic weather station plus UV & Rad | Yes | No | Online Support and Manuals Provided | Eligible | Eligible for rebate funding. | N/A
2647 | 1475482 | E SCOTT & L.C SCOTT | 05867 Multi + 2 Probes (90cm Moist+Temp) + 3 years IrriMAX Live + SIM Card/Data Plan for x3 years | 3747.87 | Agricultural deployment set leveraging a specialized Multi telemetry logger operating two 90cm moisture and temp depth probes. Transmits tracking via cellular networks. Contains a 3-year cell plan subscription and 3 years of IrriMAX Live cloud service. | Yes | Yes, Training online, and via Sentek authorised dealers, and self-train via User Manuals | Yes, Training online, and via Sentek authorised dealers, and self-train via User Manuals | Partially Eligible Bundle | Itemised component breakdown required and must be provided when the claim is lodged, in accordance with the Grant Opportunity Guidelines. Funding will only be assessed against eligible components. | Multi unit, probe
2653 | 1475482 | E SCOTT & L.C SCOTT | 05873 Multi + 2 Probes (90cm Moist+Temp) + Rain Gauge + Air Temp + 3 years IrriMAX Live + SIM Card/Data Plan for x3 years | 3747.87 | Agronomic weather station featuring a Multi logging node with two deep 90cm moisture/temp probes, a rain gauge, and an integrated air temp reader. Sends live metrics over cell networks. Bundled with 3 years of network data and 3 years of IrriMAX Live. | Yes | Yes, Training online, and via Sentek authorised dealers, and self-train via User Manuals | Yes, Training online, and via Sentek authorised dealers, and self-train via User Manuals | Partially Eligible Bundle | Itemised component breakdown required and must be provided when the claim is lodged, in accordance with the Grant Opportunity Guidelines. Funding will only be assessed against eligible components. | Multi unit, probe, rain gauge, air temperature sensors
2829 | 1475482 | E SCOTT & L.C SCOTT | AXT-WS-W95-A25 — Ultrasonic weather station plus UV & Rad | 3660 | WiFi - Ultrasonic weather station plus UV & Rad | Yes | No | Online Support and Manuals Provided | Eligible | Eligible for rebate funding. | N/A
2649 | 1475482 | E SCOTT & L.C SCOTT | 05869 Multi + 2 Probes (60cm TriSCAN) + 3 years IrriMAX Live + SIM Card/Data Plan for x3 years | 3622.21 | Salinity management bundle including a high-end Multi logging device wired to two 60cm TriSCAN multi-layer soil probes. Uses cellular connectivity to dispatch water, salt, and temp metrics. Accompanied by a 3-year SIM data plan and IrriMAX Live tools. | Yes | Yes, Training online, and via Sentek authorised dealers, and self-train via User Manuals | Yes, Training online, and via Sentek authorised dealers, and self-train via User Manuals | Partially Eligible Bundle | Itemised component breakdown required and must be provided when the claim is lodged, in accordance with the Grant Opportunity Guidelines. Funding will only be assessed against eligible components. | Multi unit, probe
2655 | 1475482 | E SCOTT & L.C SCOTT | 05875 Multi + 2 Probes (60cm TriSCAN) + Rain Gauge + Air Temp + 3 years IrriMAX Live + SIM Card/Data Plan for x3 years | 3622.21 | Integrated farm tracking set grouping a Multi data logger, two 60cm TriSCAN soil probes, a rain gauge, and an air temp reader. Feeds updates wirelessly over cellular networks. Packaged with a 3-year SIM data subscription and 3 years of IrriMAX Live. | Yes | Yes, Training online, and via Sentek authorised dealers, and self-train via User Manuals | Yes, Training online, and via Sentek authorised dealers, and self-train via User Manuals | Partially Eligible Bundle | Itemised component breakdown required and must be provided when the claim is lodged, in accordance with the Grant Opportunity Guidelines. Funding will only be assessed against eligible components. | Multi unit, probe, rain gauge, air temperature sensors
2834 | 1475482 | E SCOTT & L.C SCOTT | AXT-SP-C52-ST12T — AxisTech TriScan Soil Probe 1200mm | 3555 | Cellular - AxisTech TriScan Soil Probe 1200mm | Yes | No | Online Support and Manuals Provided | Eligible | Eligible for rebate funding. | N/A
2619 | 1475482 | E SCOTT & L.C SCOTT | 05845 NB+ 1 BT probe (120cm TriSCAN) + 3 years IrriMAX Live + SIM Card/Data Plan for x3 years | 3509.07 | Specialized sub-soil sensing package combining a Nexus Blue logging master with one long 120cm TriSCAN probe (water, temp, salinity) via Bluetooth. Uses cell modules to sync. Comes with 3 years of SIM data and IrriMAX Live tools. | Yes | Yes, Training online, and via Sentek authorised dealers, and self-train via User Manuals | Yes, Training online, and via Sentek authorised dealers, and self-train via User Manuals | Partially Eligible Bundle | Itemised component breakdown required and must be provided when the claim is lodged, in accordance with the Grant Opportunity Guidelines. Funding will only be assessed against eligible components. | Nexus Blue unit, probe
2585 | 1475482 | E SCOTT & L.C SCOTT | 05811 NB+ 2 BT probe (30cm Moist+Temp) + 3 years IrriMAX Live + SIM Card/Data Plan for x3 years | 3503.91 | Connected farm package consisting of a Nexus Blue logger utilizing Bluetooth to sync with two 30cm moisture and temperature probes. Sends data via cellular networks. Includes 3 years of SIM data and IrriMAX Live cloud access. | Yes | Yes, Training online, and via Sentek authorised dealers, and self-train via User Manuals | Yes, Training online, and via Sentek authorised dealers, and self-train via User Manuals | Partially Eligible Bundle | Itemised component breakdown required and must be provided when the claim is lodged, in accordance with the Grant Opportunity Guidelines. Funding will only be assessed against eligible components. | Nexus Blue unit, probe
2781 | 1475482 | E SCOTT & L.C SCOTT | 10596 - C3+ 30cm Soil Probe Kit | 3500 | C3+ with Sentek 30cm Drill and Drop soil probe; measuring soil moisture and temperature. Kit includes: C3+ cell module, cellular antenna, enclosure and solar panel, Sentek soil probe with 16ft/5m cable. | Yes | <not provided> | <not provided> | Partially Eligible Bundle | Itemised component breakdown required and must be provided when the claim is lodged, in accordance with the Grant Opportunity Guidelines. Funding will only be assessed against eligible components. | Cell module, antenna, probe
2782 | 1475482 | E SCOTT & L.C SCOTT | 10730 - Solo+ Soil Moisture 120cm Bundle, Standalone | 3500 | Solo+ with Sentek 120cm Drill and Drop soil probe; measuring soil moisture and temperature. Bundle includes: Solo+ cell telemetry, cellular antenna, solar panel and Sentek soil probe with 16ft/5m cable. Does not include Sentek installation kit | Yes | <not provided> | <not provided> | Partially Eligible Bundle | Itemised component breakdown required and must be provided when the claim is lodged, in accordance with the Grant Opportunity Guidelines. Funding will only be assessed against eligible components. | Telemetry, antenna, probe
2842 | 1475482 | E SCOTT & L.C SCOTT | AXT-SP-W85-ST12T — AxisTech TriScan Soil Probe 1200mm | 3480 | WiFi - AxisTech TriScan Soil Probe 1200mm | Yes | No | Online Support and Manuals Provided | Eligible | Eligible for rebate funding. | N/A
2645 | 1475482 | E SCOTT & L.C SCOTT | 05865 PLUS + 1 Probe (120cm TriSCAN DD) + 3 years IrriMAX Live + SIM Card/Data Plan for x3 years | 3424.76 | Deep root analytics bundle: expandable PLUS logger with a 120cm TriSCAN Drill & Drop water, temp, and salt probe. Uploads via cellular networks. Includes a 3-year SIM data plan and a 3-year IrriMAX Live license. | Yes | Yes, Training online, and via Sentek authorised dealers, and self-train via User Manuals | Yes, Training online, and via Sentek authorised dealers, and self-train via User Manuals | Partially Eligible Bundle | Itemised component breakdown required and must be provided when the claim is lodged, in accordance with the Grant Opportunity Guidelines. Funding will only be assessed against eligible components. | PLUS unit, probe
2822 | 1475482 | E SCOTT & L.C SCOTT | AXT-WS-C42-A24A — Ultrasonic weather station plus UV | 3400 | Cellular - Ultrasonic weather station plus UV | Yes | No | Online Support and Manuals Provided | Eligible | Eligible for rebate funding. | N/A
2823 | 1475482 | E SCOTT & L.C SCOTT | AXT-WS-C42-A24B — Ultrasonic weather station plus Rad | 3350 | Cellular - Ultrasonic weather station plus Rad | Yes | No | Online Support and Manuals Provided | Eligible | Eligible for rebate funding. | N/A
2827 | 1475482 | E SCOTT & L.C SCOTT | AXT-WS-W95-A24A — Ultrasonic weather station plus UV | 3350 | WiFi - Ultrasonic weather station plus UV | Yes | No | Online Support and Manuals Provided | Eligible | Eligible for rebate funding. | N/A
2639 | 1475482 | E SCOTT & L.C SCOTT | 05857 Compact DTU + 120cm TriSCAN + 3 years IrriMAX Live + SIM Card/Data Plan for x3 years | 3312.67 | Deep-soil telemetry configuration combining a Compact Data Transmission Unit (DTU) with a 120cm TriSCAN multi-layer soil probe. Broadcasts soil stats through cellular data channels. Features 3 years of SIM data access and a 3-year IrriMAX Live account. | Yes | Yes, Training online, and via Sentek authorised dealers, and self-train via User Manuals | Yes, Training online, and via Sentek authorised dealers, and self-train via User Manuals | Partially Eligible Bundle | Itemised component breakdown required and must be provided when the claim is lodged, in accordance with the Grant Opportunity Guidelines. Funding will only be assessed against eligible components. | Data Transmission Unit Probe
2828 | 1475482 | E SCOTT & L.C SCOTT | AXT-WS-W95-A25B — Ultrasonic weather station plus Rad | 3250 | WiFi - Ultrasonic weather station plus Rad | Yes | No | Online Support and Manuals Provided | Eligible | Eligible for rebate funding. | N/A
2614 | 1475482 | E SCOTT & L.C SCOTT | 05840 NB+ 1 BT probe (120cm Moist+Temp) + 3 years IrriMAX Live + SIM Card/Data Plan for x3 years | 3226.07 | Deep-profile monitoring layout combining a Nexus Blue cellular logger with an extra-long 120cm soil moisture and temp probe linked over Bluetooth. Uses cellular tech. Includes 3 years of SIM data and IrriMAX Live cloud tracking. | Yes | Yes, Training online, and via Sentek authorised dealers, and self-train via User Manuals | Yes, Training online, and via Sentek authorised dealers, and self-train via User Manuals | Partially Eligible Bundle | Itemised component breakdown required and must be provided when the claim is lodged, in accordance with the Grant Opportunity Guidelines. Funding will only be assessed against eligible components. | Nexus Blue unit, probe
2609 | 1475482 | E SCOTT & L.C SCOTT | 05835 NB+ 1 BT probe (90cm TriSCAN) + 3 years IrriMAX Live + SIM Card/Data Plan for x3 years | 3202.74 | Comprehensive ag-tech package featuring a Nexus Blue terminal communicating via Bluetooth to one 90cm TriSCAN soil profile probe. Directs water and salt data over cellular networks. Includes 3 years of SIM data and IrriMAX Live. | Yes | Yes, Training online, and via Sentek authorised dealers, and self-train via User Manuals | Yes, Training online, and via Sentek authorised dealers, and self-train via User Manuals | Partially Eligible Bundle | Itemised component breakdown required and must be provided when the claim is lodged, in accordance with the Grant Opportunity Guidelines. Funding will only be assessed against eligible components. | Nexus Blue unit, probe
2783 | 1475482 | E SCOTT & L.C SCOTT | 10729 - Solo+ Soil Moisture 90cm Bundle, Standalone | 3200 | Solo+ with Sentek 90cm Drill and Drop soil probe; measuring soil moisture and temperature. Bundle includes: Solo+ cell telemetry, cellular antenna, solar panel and Sentek soil probe with 16ft/5m cable. Does not include Sentek installation kit. | Yes | <not provided> | <not provided> | Partially Eligible Bundle | Itemised component breakdown required and must be provided when the claim is lodged, in accordance with the Grant Opportunity Guidelines. Funding will only be assessed against eligible components. | Telemetry, antenna, probe
2646 | 1475482 | E SCOTT & L.C SCOTT | 05866 Multi + 2 Probes (60cm Moist+Temp) + 3 years IrriMAX Live + SIM Card/Data Plan for x3 years | 3188.67 | Connected agricultural solution using an advanced Multi telemetry datalogger running two independent 60cm moisture and temp probes. Reports profiles via mobile cellular pathways. Includes an active 3-year SIM data plan and 3 years of IrriMAX Live. | Yes | Yes, Training online, and via Sentek authorised dealers, and self-train via User Manuals | Yes, Training online, and via Sentek authorised dealers, and self-train via User Manuals | Partially Eligible Bundle | Itemised component breakdown required and must be provided when the claim is lodged, in accordance with the Grant Opportunity Guidelines. Funding will only be assessed against eligible components. | Multi unit, probe
2652 | 1475482 | E SCOTT & L.C SCOTT | 05872 Multi + 2 Probes (60cm Moist+Temp) + Rain Gauge + Air Temp + 3 years IrriMAX Live + SIM Card/Data Plan for x3 years | 3188.67 | Connected ag-tech platform deploying a Multi datalogger running two 60cm moisture/temp probes, a rain gauge, and an ambient air temp sensor. Connects over mobile cell towers. Features a 3-year SIM data plan and 3 years of IrriMAX Live tracking software. | Yes | Yes, Training online, and via Sentek authorised dealers, and self-train via User Manuals | Yes, Training online, and via Sentek authorised dealers, and self-train via User Manuals | Partially Eligible Bundle | Itemised component breakdown required and must be provided when the claim is lodged, in accordance with the Grant Opportunity Guidelines. Funding will only be assessed against eligible components. | Multi unit, probe, rain gauge, air temperature sensors
2583 | 1475482 | E SCOTT & L.C SCOTT | 05808 IOT + 120cm TriSCAN DD Probe + 3 years IrriMAX Live + SIM Card/Data Plan for x3 years | 3176.45 | Premium ag-tech bundle including an IoT datalogger and deep 120cm TriSCAN probe tracking moisture, temperature, and salinity. Uses cellular telemetry and includes a 3-year SIM data plan plus IrriMAX Live cloud features. | Yes | Yes, Training online, and via Sentek authorised dealers, and self-train via User Manuals | Yes, Training online, and via Sentek authorised dealers, and self-train via User Manuals | Partially Eligible Bundle | Itemised component breakdown required and must be provided when the claim is lodged, in accordance with the Grant Opportunity Guidelines. Funding will only be assessed against eligible components. | IOT logger + 120cm TriSCAN DD Probe
2644 | 1475482 | E SCOTT & L.C SCOTT | 05864 PLUS + 1 Probe (90cm TriSCAN DD) + 3 years IrriMAX Live + SIM Card/Data Plan for x3 years | 3147.64 | Soil analytics kit with an expandable PLUS logger and a 90cm TriSCAN Drill & Drop moisture, temp, and salt probe. Uses cellular tech to upload data. Includes 3-year SIM data plans and a 3-year IrriMAX Live license. | Yes | Yes, Training online, and via Sentek authorised dealers, and self-train via User Manuals | Yes, Training online, and via Sentek authorised dealers, and self-train via User Manuals | Partially Eligible Bundle | Itemised component breakdown required and must be provided when the claim is lodged, in accordance with the Grant Opportunity Guidelines. Funding will only be assessed against eligible components. | PLUS unit, probe
2663 | 1475482 | E SCOTT & L.C SCOTT | 05887 All-In-One 4G CATM, E/Scan 150cm T/ScanSlurry + 3 years IrriMAX Live + SIM Card/Data Plan for x3 years | 3119.04 | Deep subsoil analytics package: 4G LTE-M mobile link inside a 150cm EnviroSCAN TriSCAN slurry probe. Streams high-fidelity salt and water telemetry. Outfitted with 3 years of SIM data and 3 years of IrriMAX Live. | Yes | Yes, Training online, and via Sentek authorised dealers, and self-train via User Manuals | Yes, Training online, and via Sentek authorised dealers, and self-train via User Manuals | Partially Eligible Bundle | Itemised component breakdown required and must be provided when the claim is lodged, in accordance with the Grant Opportunity Guidelines. Funding will only be assessed against eligible components. | All-In-One 4G CATM, E/Scan 150cm Moist Slurry
2838 | 1475482 | E SCOTT & L.C SCOTT | AXT-SP-C52-ST12D — AxisTech Dual Scan Soil Probe 1200mm | 3095 | Cellular - AxisTech Dual Scan Soil Probe 1200mm | Yes | No | Online Support and Manuals Provided | Eligible | Eligible for rebate funding. | N/A
2662 | 1475482 | E SCOTT & L.C SCOTT | 05886 All-In-One 4G CATM, E/Scan 100cm T/Scan Slurry + 3 years IrriMAX Live + SIM Card/Data Plan for x3 years | 3079.29 | Ag-tech deployment combining a built-in 4G LTE-M cell unit within a 100cm EnviroSCAN TriSCAN slurry probe tracking water and salt. Feeds real-time logs over cell channels. Includes a 3-year network data plan and 3 years of active IrriMAX Live access. | Yes | Yes, Training online, and via Sentek authorised dealers, and self-train via User Manuals | Yes, Training online, and via Sentek authorised dealers, and self-train via User Manuals | Partially Eligible Bundle | Itemised component breakdown required and must be provided when the claim is lodged, in accordance with the Grant Opportunity Guidelines. Funding will only be assessed against eligible components. | All-In-One 4G CATM, E/Scan 100cm Moist Slurry
2833 | 1475482 | E SCOTT & L.C SCOTT | AXT-SP-C52-ST9T — AxisTech TriScan Soil Probe 900mm | 3055 | Cellular - AxisTech TriScan Soil Probe 900mm | Yes | No | Online Support and Manuals Provided | Eligible | Eligible for rebate funding. | N/A
2661 | 1475482 | E SCOTT & L.C SCOTT | 05885 All-In-One 4G CATM, E/Scan 50cm T/Scan Slurry + 3 years IrriMAX Live + SIM Card/Data Plan for x3 years | 3045.21 | Multi-sensor salinity tool: 4G LTE-M cell engine inside a 50cm EnviroSCAN TriSCAN slurry probe. Delivers soil water, salt, and temp metrics. Includes 3 years of continuous SIM data and 3 years of IrriMAX Live. | Yes | Yes, Training online, and via Sentek authorised dealers, and self-train via User Manuals | Yes, Training online, and via Sentek authorised dealers, and self-train via User Manuals | Partially Eligible Bundle | Itemised component breakdown required and must be provided when the claim is lodged, in accordance with the Grant Opportunity Guidelines. Funding will only be assessed against eligible components. | All-In-One 4G CATM, E/Scan 50cm Moist Slurry
2846 | 1475482 | E SCOTT & L.C SCOTT | AXT-SP-W85-ST12D — AxisTech Dual Scan Soil Probe 1200mm | 3020 | WiFi - AxisTech Dual Scan Soil Probe 1200mm | Yes | No | Online Support and Manuals Provided | Eligible | Eligible for rebate funding. | N/A
2638 | 1475482 | E SCOTT & L.C SCOTT | 05856 Compact DTU + 90cm TriSCAN + 3 years IrriMAX Live + SIM Card/Data Plan for x3 years | 3007.16 | Agronomy package containing a Compact Data Transmission Unit (DTU) alongside a deep 90cm TriSCAN profile probe for water/salt analytics. Employs cellular tech for log tracking. Includes an active 3-year SIM data plan and 3 years of IrriMAX Live. | Yes | Yes, Training online, and via Sentek authorised dealers, and self-train via User Manuals | Yes, Training online, and via Sentek authorised dealers, and self-train via User Manuals | Partially Eligible Bundle | Itemised component breakdown required and must be provided when the claim is lodged, in accordance with the Grant Opportunity Guidelines. Funding will only be assessed against eligible components. | Data Transmission Unit Probe
2841 | 1475482 | E SCOTT & L.C SCOTT | AXT-SP-W85-ST9T — AxisTech TriScan Soil Probe 900mm | 2980 | WiFi - AxisTech TriScan Soil Probe 900mm | Yes | No | Online Support and Manuals Provided | Eligible | Eligible for rebate funding. | N/A
2604 | 1475482 | E SCOTT & L.C SCOTT | 05830 NB+ 1 BT probe (90cm Moist+Temp) + 3 years IrriMAX Live + SIM Card/Data Plan for x3 years | 2958.49 | Connected soil sensing kit comprising a Nexus Blue node linked via Bluetooth to a deep 90cm moisture and temperature probe. Delivers deep root data over cellular networks. Comes with 3 years of data and an IrriMAX Live license. | Yes | Yes, Training online, and via Sentek authorised dealers, and self-train via User Manuals | Yes, Training online, and via Sentek authorised dealers, and self-train via User Manuals | Partially Eligible Bundle | Itemised component breakdown required and must be provided when the claim is lodged, in accordance with the Grant Opportunity Guidelines. Funding will only be assessed against eligible components. | Nexus Blue unit, probe
2635 | 1475482 | E SCOTT & L.C SCOTT | 05853 Compact DTU + 120cm Moist+Temp DD Probe + 3 years IrriMAX Live + SIM Card/Data Plan for x3 years | 2957.57 | Deep subsoil logging kit featuring a Compact Data Transmission Unit (DTU) matched with a 120cm Drill & Drop moisture and temp probe. Connects via remote cellular telemetry. Includes 3 years of SIM data and 3 years of IrriMAX Live subscription. | Yes | Yes, Training online, and via Sentek authorised dealers, and self-train via User Manuals | Yes, Training online, and via Sentek authorised dealers, and self-train via User Manuals | Partially Eligible Bundle | Itemised component breakdown required and must be provided when the claim is lodged, in accordance with the Grant Opportunity Guidelines. Funding will only be assessed against eligible components. | Data Transmission Unit Probe
2642 | 1475482 | E SCOTT & L.C SCOTT | 05861 PLUS + 1 Probe (120cm Moist+Temp DD) + 3 years IrriMAX Live + SIM Card/Data Plan for x3 years | 2911.07 | Soil profile package deploying a rugged PLUS telemetry gateway paired with a 120cm Drill & Drop moisture and temp probe. Relays data via cell network connectivity. Bundled with 3 years of active SIM data transfer and 3 years of IrriMAX Live access. | Yes | Yes, Training online, and via Sentek authorised dealers, and self-train via User Manuals | Yes, Training online, and via Sentek authorised dealers, and self-train via User Manuals | Partially Eligible Bundle | Itemised component breakdown required and must be provided when the claim is lodged, in accordance with the Grant Opportunity Guidelines. Funding will only be assessed against eligible components. | PLUS unit, probe
2784 | 1475482 | E SCOTT & L.C SCOTT | 10728 - Solo+ Soil Moisture 60cm Bundle, Standalone | 2900 | Solo+ with Sentek 60cm Drill and Drop soil probe; measuring soil moisture and temperature. Bundle includes: Solo+ cell telemetry, cellular antenna, solar panel and Sentek soil probe with 16ft/5m cable. Does not include Sentek installation kit. | Yes | <not provided> | <not provided> | Partially Eligible Bundle | Itemised component breakdown required and must be provided when the claim is lodged, in accordance with the Grant Opportunity Guidelines. Funding will only be assessed against eligible components. | Telemetry, antenna, probe
2599 | 1475482 | E SCOTT & L.C SCOTT | 05825 NB+ 1 BT probe (60cm TriSCAN) + 3 years IrriMAX Live + SIM Card/Data Plan for x3 years | 2895.79 | Advanced soil logging bundle featuring a cellular Nexus Blue unit talking to a single 60cm TriSCAN probe over internal Bluetooth. Transmits to cloud over cellular networks. Includes a 3-year data plan and IrriMAX Live subscription. | Yes | Yes, Training online, and via Sentek authorised dealers, and self-train via User Manuals | Yes, Training online, and via Sentek authorised dealers, and self-train via User Manuals | Partially Eligible Bundle | Itemised component breakdown required and must be provided when the claim is lodged, in accordance with the Grant Opportunity Guidelines. Funding will only be assessed against eligible components. | Nexus Blue unit, probe
2579 | 1475482 | E SCOTT & L.C SCOTT | 05803 IOT + 120cm Moist+Temp DD Probe + 3 years IrriMAX Live + SIM Card/Data Plan for x3 years | 2893.87 | Smart farming telemetry system combining an IoT datalogger with a deep 120cm Drill & Drop moisture and temperature probe. Includes 3 years of cellular data transmission and 3 years of IrriMAX Live cloud software access. | Yes | Yes, Training online, and via Sentek authorised dealers, and self-train via User Manuals | Yes, Training online, and via Sentek authorised dealers, and self-train via User Manuals | Partially Eligible Bundle | Itemised component breakdown required and must be provided when the claim is lodged, in accordance with the Grant Opportunity Guidelines. Funding will only be assessed against eligible components. | Logger, soil moisture and temperature probe
2660 | 1475482 | E SCOTT & L.C SCOTT | 05882 All-In-One 4G CATM, E/Scan 150cm Moist Slurry + 3 years IrriMAX Live + SIM Card/Data Plan for x3 years | 2891.9 | Long-profile agronomic probe integrating a 4G LTE-M cell radio directly into a deep 150cm EnviroSCAN moisture slurry probe. Relays live field data over cell networks. Bundled with 3 years of cellular SIM data plan and 3 years of IrriMAX Live access. | Yes | Yes, Training online, and via Sentek authorised dealers, and self-train via User Manuals | Yes, Training online, and via Sentek authorised dealers, and self-train via User Manuals | Partially Eligible Bundle | Itemised component breakdown required and must be provided when the claim is lodged, in accordance with the Grant Opportunity Guidelines. Funding will only be assessed against eligible components. | All-In-One 4G CATM, E/Scan 150cm Moist Slurry
2582 | 1475482 | E SCOTT & L.C SCOTT | 05807 IOT + 90cm TriSCAN DD Probe + 3 years IrriMAX Live + SIM Card/Data Plan for x3 years | 2870.25 | Connected ag-tech kit featuring an IoT datalogger and a 90cm TriSCAN probe for moisture, temperature, and salinity profiles. Leverages cellular tech for continuous data transfers. Includes 3 years of SIM data and IrriMAX Live. | Yes | Yes, Training online, and via Sentek authorised dealers, and self-train via User Manuals | Yes, Training online, and via Sentek authorised dealers, and self-train via User Manuals | Partially Eligible Bundle | Itemised component breakdown required and must be provided when the claim is lodged, in accordance with the Grant Opportunity Guidelines. Funding will only be assessed against eligible components. | IOT logger + 90cm TriSCAN DD Probe
2659 | 1475482 | E SCOTT & L.C SCOTT | 05881 All-In-One 4G CATM, E/Scan 100cm Moist Slurry + 3 years IrriMAX Live + SIM Card/Data Plan for x3 years | 2852.14 | Connected soil sensing terminal pairing a 4G LTE-M mobile communicator within a 100cm EnviroSCAN moisture slurry probe. Uses low-power cellular network capabilities to upload profiles. Outfitted with 3 years of cell data and 3 years of IrriMAX Live. | Yes | Yes, Training online, and via Sentek authorised dealers, and self-train via User Manuals | Yes, Training online, and via Sentek authorised dealers, and self-train via User Manuals | Partially Eligible Bundle | Itemised component breakdown required and must be provided when the claim is lodged, in accordance with the Grant Opportunity Guidelines. Funding will only be assessed against eligible components. | All-In-One 4G CATM, E/Scan 100cm Moist Slurry
2641 | 1475482 | E SCOTT & L.C SCOTT | 05860 PLUS + 1 Probe (90cm Moist+Temp DD) + 3 years IrriMAX Live + SIM Card/Data Plan for x3 years | 2836.84 | Expandable field tracking kit utilizing a PLUS series datalogger bundle equipped with a 90cm Drill & Drop soil moisture and temp probe. Dispatches field profiles using wireless cellular communication. Packaged with a 3-year data plan and IrriMAX Live. | Yes | Yes, Training online, and via Sentek authorised dealers, and self-train via User Manuals | Yes, Training online, and via Sentek authorised dealers, and self-train via User Manuals | Partially Eligible Bundle | Itemised component breakdown required and must be provided when the claim is lodged, in accordance with the Grant Opportunity Guidelines. Funding will only be assessed against eligible components. | PLUS unit, probe
2658 | 1475482 | E SCOTT & L.C SCOTT | 05880 All-In-One 4G CATM, E/Scan 50cm Moist Slurry + 3 years IrriMAX Live + SIM Card/Data Plan for x3 years | 2818.07 | Integrated ag-tech tracking node combining a 4G LTE-M cell communicator inside an EnviroSCAN 50cm moisture probe for slurry setups. Delivers data streams. Includes 3 years of SIM access and 3 years of IrriMAX Live. | Yes | Yes, Training online, and via Sentek authorised dealers, and self-train via User Manuals | Yes, Training online, and via Sentek authorised dealers, and self-train via User Manuals | Partially Eligible Bundle | Itemised component breakdown required and must be provided when the claim is lodged, in accordance with the Grant Opportunity Guidelines. Funding will only be assessed against eligible components. | All-In-One 4G CATM, E/Scan 50cm Moist Slurry
2867 | 1475482 | E SCOTT & L.C SCOTT | AXT-GS-C66-GAS — Gas Sensor - Odour levels, Co2, NH3,CH4, CO, CO2, Temp, Humid | 2800 | Cellular - Gas Sensor - Odour levels, Co2, NH3,CH4, CO, CO2, Temp, Humid | Yes | No | Online Support and Manuals Provided | Eligible | Eligible for rebate funding. | N/A
2637 | 1475482 | E SCOTT & L.C SCOTT | 05855 Compact DTU + 60cm TriSCAN + 3 years IrriMAX Live + SIM Card/Data Plan for x3 years | 2777.37 | Soil salinity system featuring a Compact Data Transmission Unit (DTU) connected to a 60cm TriSCAN multi-sensor probe. Relays updates via cellular telecommunication network pathways. Bundled with 3 years of cell SIM services and 3 years of IrriMAX Live. | Yes | Yes, Training online, and via Sentek authorised dealers, and self-train via User Manuals | Yes, Training online, and via Sentek authorised dealers, and self-train via User Manuals | Partially Eligible Bundle | Itemised component breakdown required and must be provided when the claim is lodged, in accordance with the Grant Opportunity Guidelines. Funding will only be assessed against eligible components. | Data Transmission Unit Probe
2643 | 1475482 | E SCOTT & L.C SCOTT | 05863 PLUS + 1 Probe (60cm TriSCAN DD) + 3 years IrriMAX Live + SIM Card/Data Plan for x3 years | 2720.85 | Salinity intelligence package comprising a PLUS series logging interface equipped with a 60cm TriSCAN Drill & Drop probe. Utilizes integrated cellular telemetry for field tracking. Packaged with a 3-year data contract and 3 years of IrriMAX Live cloud. | Yes | Yes, Training online, and via Sentek authorised dealers, and self-train via User Manuals | Yes, Training online, and via Sentek authorised dealers, and self-train via User Manuals | Partially Eligible Bundle | Itemised component breakdown required and must be provided when the claim is lodged, in accordance with the Grant Opportunity Guidelines. Funding will only be assessed against eligible components. | PLUS unit, probe
2634 | 1475482 | E SCOTT & L.C SCOTT | 05852 Compact DTU + 90cm Moist+Temp DD Probe + 3 years IrriMAX Live + SIM Card/Data Plan for x3 years | 2701.66 | Agricultural telemetry set containing a Compact Data Transmission Unit (DTU) wired to a deep 90cm Drill & Drop moisture and temp probe. Relays live field data over cellular infrastructure. Includes a 3-year SIM data plan and 3 years of IrriMAX Live. | Yes | Yes, Training online, and via Sentek authorised dealers, and self-train via User Manuals | Yes, Training online, and via Sentek authorised dealers, and self-train via User Manuals | Partially Eligible Bundle | Itemised component breakdown required and must be provided when the claim is lodged, in accordance with the Grant Opportunity Guidelines. Funding will only be assessed against eligible components. | Data Transmission Unit Probe
2594 | 1475482 | E SCOTT & L.C SCOTT | 05820 NB+ 1 BT probe (60cm Moist+Temp) + 3 years IrriMAX Live + SIM Card/Data Plan for x3 years | 2690.44 | Telemetry kit combining a cellular Nexus Blue logger with an extended 60cm profile moisture and temperature probe over Bluetooth. Streams data over cell networks. Includes 3 years of SIM access and 3 years of IrriMAX Live. | Yes | Yes, Training online, and via Sentek authorised dealers, and self-train via User Manuals | Yes, Training online, and via Sentek authorised dealers, and self-train via User Manuals | Partially Eligible Bundle | Itemised component breakdown required and must be provided when the claim is lodged, in accordance with the Grant Opportunity Guidelines. Funding will only be assessed against eligible components. | Nexus Blue unit, probe
2837 | 1475482 | E SCOTT & L.C SCOTT | AXT-SP-C52-ST9D — AxisTech Dual Scan Soil Probe 900mm | 2660 | Cellular - AxisTech Dual Scan Soil Probe 900mm | Yes | No | Online Support and Manuals Provided | Eligible | Eligible for rebate funding. | N/A
2627 | 1475482 | E SCOTT & L.C SCOTT | 05775 WiFi Link+ 90cm BT TriSCAN probe + 3 years IrriMAX | 2651.43 | Farming kit using a Wi-Fi Link device to collect data from a 90cm TriSCAN probe over Bluetooth. Transmits metrics seamlessly through the local farm Wi-Fi network infrastructure. Includes a 3-year subscription to IrriMAX analytics software. | Yes | Yes, Training online, and via Sentek authorised dealers, and self-train via User Manuals | Yes, Training online, and via Sentek authorised dealers, and self-train via User Manuals | Partially Eligible Bundle | Itemised component breakdown required and must be provided when the claim is lodged, in accordance with the Grant Opportunity Guidelines. Funding will only be assessed against eligible components. | WiFi Link, probe
2858 | 1475482 | E SCOTT & L.C SCOTT | AXT-WM-C42-W55 — Water Flowmeter - Hunter HC Flow 50mm | 2650 | Cellular - Water Flowmeter - Hunter HC Flow 50mm | Yes | No | Online Support and Manuals Provided | Eligible | Eligible for rebate funding. | N/A
2578 | 1475482 | E SCOTT & L.C SCOTT | 05802 IOT + 90cm Moist+Temp DD Probe + 3 years IrriMAX Live + SIM Card/Data Plan for x3 years | 2625.85 | Connected ag-tech bundle featuring an IoT datalogger paired with a 90cm Drill & Drop soil moisture and temperature probe. Comes integrated with cellular data and a 3-year IrriMAX Live subscription for advanced tracking. | Yes | Yes, Training online, and via Sentek authorised dealers, and self-train via User Manuals | Yes, Training online, and via Sentek authorised dealers, and self-train via User Manuals | Partially Eligible Bundle | Itemised component breakdown required and must be provided when the claim is lodged, in accordance with the Grant Opportunity Guidelines. Funding will only be assessed against eligible components. | Logger, soil moisture and temperature probe
2667 | 1475482 | E SCOTT & L.C SCOTT | 01456 All-in-One TriSCAN Probe, 1.5m Std 4G AU + 1year IrriMAX Live + SIM Card/Data Plan for x1 year | 2616 | Ag sensor setup: all-in-one 1.5m standard TriSCAN probe (water, temp, salt) with an internal Australian 4G cell module. Delivers data via cell towers. Features 1 year of SIM data and 1 year of IrriMAX Live cloud. | Yes | Yes, Training online, and via Sentek authorised dealers, and self-train via User Manuals | Yes, Training online, and via Sentek authorised dealers, and self-train via User Manuals | Partially Eligible Bundle | Itemised component breakdown required and must be provided when the claim is lodged, in accordance with the Grant Opportunity Guidelines. Funding will only be assessed against eligible components. | Probe
2785 | 1475482 | E SCOTT & L.C SCOTT | 10726 - Solo+ Soil Moisture 30cm Bundle, Standalone | 2600 | Solo+ with Sentek 30cm Drill and Drop soil probe; measuring soil moisture and temperature. Bundle includes: Solo+ cell telemetry, cellular antenna, solar panel and Sentek soil probe with 16ft/5m cable. Does not include Sentek installation kit. | Yes | <not provided> | <not provided> | Partially Eligible Bundle | Itemised component breakdown required and must be provided when the claim is lodged, in accordance with the Grant Opportunity Guidelines. Funding will only be assessed against eligible components. | Telemetry, antenna, probe
2665 | 1475482 | E SCOTT & L.C SCOTT | 00956 All-in-One TriSCAN Probe, 1.0m Std 4G AU + 1year IrriMAX Live + SIM Card/Data Plan for x1 year | 2585 | Soil intelligence system featuring a 1.0m standard TriSCAN probe (moisture, temp, salinity) with an on-board 4G Australian cell modem. Dispatches live farm analytics. Bundled with 1 year of mobile SIM data access and 1 year of IrriMAX Live features. | Yes | Yes, Training online, and via Sentek authorised dealers, and self-train via User Manuals | Yes, Training online, and via Sentek authorised dealers, and self-train via User Manuals | Partially Eligible Bundle | Itemised component breakdown required and must be provided when the claim is lodged, in accordance with the Grant Opportunity Guidelines. Funding will only be assessed against eligible components. | Probe
2845 | 1475482 | E SCOTT & L.C SCOTT | AXT-SP-W85-ST9D — AxisTech Dual Scan Soil Probe 900mm | 2580 | WiFi - AxisTech Dual Scan Soil Probe 900mm | Yes | No | Online Support and Manuals Provided | Eligible | Eligible for rebate funding. | N/A
2589 | 1475482 | E SCOTT & L.C SCOTT | 05815 NB+ 1 BT probe (30cm TriSCAN) + 3 years IrriMAX Live + SIM Card/Data Plan for x3 years | 2563.24 | Specialized package combining a Nexus Blue cellular logger with one 30cm TriSCAN probe (moisture, temp, salinity) using Bluetooth. Cellular links push data to web. Includes 3 years of network data and IrriMAX Live access. | Yes | Yes, Training online, and via Sentek authorised dealers, and self-train via User Manuals | Yes, Training online, and via Sentek authorised dealers, and self-train via User Manuals | Partially Eligible Bundle | Itemised component breakdown required and must be provided when the claim is lodged, in accordance with the Grant Opportunity Guidelines. Funding will only be assessed against eligible components. | Nexus Blue unit, probe
2581 | 1475482 | E SCOTT & L.C SCOTT | 05806 IOT + 60cm TriSCAN DD Probe + 3 years IrriMAX Live + SIM Card/Data Plan for x3 years | 2563.16 | Ag-tech package featuring an IoT datalogger and a 60cm TriSCAN probe for tracking moisture, temperature, and salinity. Uses cellular connectivity to stream metrics. Bundled with 3 years of SIM data and IrriMAX Live. | Yes | Yes, Training online, and via Sentek authorised dealers, and self-train via User Manuals | Yes, Training online, and via Sentek authorised dealers, and self-train via User Manuals | Partially Eligible Bundle | Itemised component breakdown required and must be provided when the claim is lodged, in accordance with the Grant Opportunity Guidelines. Funding will only be assessed against eligible components. | IOT logger + 60cm TriSCAN DD Probe
2832 | 1475482 | E SCOTT & L.C SCOTT | AXT-SP-C52-ST6T — AxisTech TriScan Soil Probe 600mm | 2555 | Cellular - AxisTech TriScan Soil Probe 600mm | Yes | No | Online Support and Manuals Provided | Eligible | Eligible for rebate funding. | N/A
2862 | 1475482 | E SCOTT & L.C SCOTT | AXT-WM-W21-W55 — Water Flowmeter - Hunter HC Flow 50mm | 2550 | WiFi - Water Flowmeter - Hunter HC Flow 50mm | Yes | No | Online Support and Manuals Provided | Eligible | Eligible for rebate funding. | N/A
2821 | 1475482 | E SCOTT & L.C SCOTT | AXT-WS-C42-A23 — Ultrasonic weather station | 2550 | Cellular - Ultrasonic weather station | Yes | No | Online Support and Manuals Provided | Eligible | Eligible for rebate funding. | N/A
2640 | 1475482 | E SCOTT & L.C SCOTT | 05859 PLUS + 1 Probe (60cm Moist+Temp DD) + 3 years IrriMAX Live + SIM Card/Data Plan for x3 years | 2548.94 | Expandable ag-tech array featuring a high-tier PLUS datalogger paired with one 60cm Drill & Drop moisture and temp probe. Uses global cellular connectivity to forward continuous sensor logs. Comes with a 3-year SIM contract and 3 years of IrriMAX Live. | Yes | Yes, Training online, and via Sentek authorised dealers, and self-train via User Manuals | Yes, Training online, and via Sentek authorised dealers, and self-train via User Manuals | Partially Eligible Bundle | Itemised component breakdown required and must be provided when the claim is lodged, in accordance with the Grant Opportunity Guidelines. Funding will only be assessed against eligible components. | PLUS unit, probe
2636 | 1475482 | E SCOTT & L.C SCOTT | 05854 Compact DTU+ 30cm TriSCAN + 3 years IrriMAX Live + SIM Card/Data Plan for x3 years | 2547.57 | Salinity management kit featuring a specialized Compact Data Transmission Unit (DTU) combined with a 30cm TriSCAN probe. Utilizes cellular networking to deliver updates to cloud profiles. Includes a 3-year data plan and 3 years of IrriMAX Live. | Yes | Yes, Training online, and via Sentek authorised dealers, and self-train via User Manuals | Yes, Training online, and via Sentek authorised dealers, and self-train via User Manuals | Partially Eligible Bundle | Itemised component breakdown required and must be provided when the claim is lodged, in accordance with the Grant Opportunity Guidelines. Funding will only be assessed against eligible components. | Data Transmission Unit Probe
2868 | 1475482 | E SCOTT & L.C SCOTT | AXT-GS-W66-GAS — Gas Sensor - Odour levels, Co2, NH3,CH4, CO, CO2, Temp, Humid | 2500 | WiFi - Gas Sensor - Odour levels, Co2, NH3,CH4, CO, CO2, Temp, Humid | Yes | No | Online Support and Manuals Provided | Eligible | Eligible for rebate funding. | N/A
2840 | 1475482 | E SCOTT & L.C SCOTT | AXT-SP-W85-ST6T — AxisTech TriScan Soil Probe 600mm | 2470 | WiFi - AxisTech TriScan Soil Probe 600mm | Yes | No | Online Support and Manuals Provided | Eligible | Eligible for rebate funding. | N/A
2826 | 1475482 | E SCOTT & L.C SCOTT | AXT-WS-W95-A23 — Ultrasonic weather station | 2450 | WiFi - Ultrasonic weather station | Yes | No | Online Support and Manuals Provided | Eligible | Eligible for rebate funding. | N/A
2633 | 1475482 | E SCOTT & L.C SCOTT | 05851 Compact DTU + 60cm Moist+Temp DD Probe + 3 years IrriMAX Live + SIM Card/Data Plan for x3 years | 2433.63 | Field sensor system grouping a Compact Data Transmission Unit (DTU) with an integrated 60cm Drill & Drop moisture and temp probe. Telemetry is sent via cellular technology. Bundles a 3-year cell plan and 3 years of IrriMAX Live cloud access. | Yes | Yes, Training online, and via Sentek authorised dealers, and self-train via User Manuals | Yes, Training online, and via Sentek authorised dealers, and self-train via User Manuals | Partially Eligible Bundle | Itemised component breakdown required and must be provided when the claim is lodged, in accordance with the Grant Opportunity Guidelines. Funding will only be assessed against eligible components. | Data Transmission Unit Probe
2584 | 1475482 | E SCOTT & L.C SCOTT | 05810 NB+ 1 BT probe (30cm Moist+Temp) + 3 years IrriMAX Live + SIM Card/Data Plan for x3 years | 2426.96 | Local network solution featuring a Nexus Blue logger collecting data via Bluetooth from one 30cm moisture and temp probe. Sends updates via cellular network. Includes 3 years of SIM data and 3 years of IrriMAX Live access. | Yes | Yes, Training online, and via Sentek authorised dealers, and self-train via User Manuals | Yes, Training online, and via Sentek authorised dealers, and self-train via User Manuals | Partially Eligible Bundle | Itemised component breakdown required and must be provided when the claim is lodged, in accordance with the Grant Opportunity Guidelines. Funding will only be assessed against eligible components. | Nexus Blue unit, probe
2666 | 1475482 | E SCOTT & L.C SCOTT | 01451 All-in-One Moisture Probe, 1.5m Std 4G AU + 1year IrriMAX Live + SIM Card/Data Plan for x1 year | 2416 | Deep-soil smart farming pack: all-in-one 1.5m moisture/temp probe with an internal Australian 4G cell radio. Broadcasts depth statistics over cellular network pathways. Includes 1-year data and 1 year of IrriMAX Live. | Yes | Yes, Training online, and via Sentek authorised dealers, and self-train via User Manuals | Yes, Training online, and via Sentek authorised dealers, and self-train via User Manuals | Partially Eligible Bundle | Itemised component breakdown required and must be provided when the claim is lodged, in accordance with the Grant Opportunity Guidelines. Funding will only be assessed against eligible components. | Probe
2664 | 1475482 | E SCOTT & L.C SCOTT | 00951 All-in-One Moisture Probe, 1.0m Std 4G AU + 1year IrriMAX Live + SIM Card/Data Plan for x1 year | 2385 | Self-contained smart probe containing a 1.0m standard moisture probe combined with an internal Australian 4G cell logging transmitter. Transmits depth measurements straight to the cloud. Includes 1 year of mobile SIM data and 1 year of IrriMAX Live. | Yes | Yes, Training online, and via Sentek authorised dealers, and self-train via User Manuals | Yes, Training online, and via Sentek authorised dealers, and self-train via User Manuals | Partially Eligible Bundle | Itemised component breakdown required and must be provided when the claim is lodged, in accordance with the Grant Opportunity Guidelines. Funding will only be assessed against eligible components. | Probe
2631 | 1475482 | E SCOTT & L.C SCOTT | 05774 WiFi Link+ 90cm BT Moisture probe + 3 years IrriMAX | 2363.22 | Tracking package including a local Wi-Fi Link gateway connected to a 90cm Bluetooth soil moisture and temp probe. Integrates into your farm Wi-Fi infrastructure for seamless data updates. Includes a 3-year subscription to the IrriMAX platform. | Yes | Yes, Training online, and via Sentek authorised dealers, and self-train via User Manuals | Yes, Training online, and via Sentek authorised dealers, and self-train via User Manuals | Partially Eligible Bundle | Itemised component breakdown required and must be provided when the claim is lodged, in accordance with the Grant Opportunity Guidelines. Funding will only be assessed against eligible components. | WiFi Link, probe
2577 | 1475482 | E SCOTT & L.C SCOTT | 05801 IOT + 60cm Moist+Temp DD Probe + 3 years IrriMAX Live + SIM Card/Data Plan for x3 years | 2357.82 | Connected ag-tech package featuring an IoT logger and 60cm Drill & Drop soil moisture and temperature probe. Includes cellular connectivity with a 3-year SIM plan and 3 years of IrriMAX Live cloud software access. | Yes | Yes, Training online, and via Sentek authorised dealers, and self-train via User Manuals | Yes, Training online, and via Sentek authorised dealers, and self-train via User Manuals | Partially Eligible Bundle | Itemised component breakdown required and must be provided when the claim is lodged, in accordance with the Grant Opportunity Guidelines. Funding will only be assessed against eligible components. | Logger, soil moisture and temperature probe
2791 | 1475482 | E SCOTT & L.C SCOTT | 10414 - Sentek - Drill & Drop, 120 cm TriSCAN, SDI-12 | 2300 | Sentek 120cm Drill and Drop TriSCAN, SDI-12 soil probe that measures soil moisture and temperature with 12 sensors along the length of the probe. One every 4”/10cm, starting at 2”/5cm. | Yes | Yes | Online Support | Eligible | Eligible for rebate funding. | N/A
2626 | 1475482 | E SCOTT & L.C SCOTT | 05773 WiFi Link+ 60cm BT TriSCAN probe + 3 years IrriMAX | 2289.29 | Connected ag-tech assembly uses an on-farm Wi-Fi Link receiver to capture sensor details from a 60cm Bluetooth TriSCAN soil moisture and salinity probe. Offloads field logs over local Wi-Fi networks. Includes 3 years of IrriMAX software licensing. | Yes | Yes, Training online, and via Sentek authorised dealers, and self-train via User Manuals | Yes, Training online, and via Sentek authorised dealers, and self-train via User Manuals | Partially Eligible Bundle | Itemised component breakdown required and must be provided when the claim is lodged, in accordance with the Grant Opportunity Guidelines. Funding will only be assessed against eligible components. | WiFi Link, probe
2836 | 1475482 | E SCOTT & L.C SCOTT | AXT-SP-C52-ST6D — AxisTech Dual Scan Soil Probe 600mm | 2240 | Cellular - AxisTech Dual Scan Soil Probe 600mm | Yes | No | Online Support and Manuals Provided | Eligible | Eligible for rebate funding. | N/A
2580 | 1475482 | E SCOTT & L.C SCOTT | 05805 IOT + 30cm TriSCAN DD Probe + 3 years IrriMAX Live + SIM Card/Data Plan for x3 years | 2230.62 | Advanced ag-tech telemetry set containing an IoT datalogger and a 30cm TriSCAN probe for soil moisture, temp, and salinity. Transmits via cellular networks and includes 3 years of data plus IrriMAX Live cloud access. | Yes | Yes, Training online, and via Sentek authorised dealers, and self-train via User Manuals | Yes, Training online, and via Sentek authorised dealers, and self-train via User Manuals | Partially Eligible Bundle | Itemised component breakdown required and must be provided when the claim is lodged, in accordance with the Grant Opportunity Guidelines. Funding will only be assessed against eligible components. | IOT logger + 30cm TriSCAN DD Probe
2688 | 1475482 | E SCOTT & L.C SCOTT | 01258 Drill & Drop, 120cm TriSCAN, Bluetooth + 1 year IrriMAX Plan | 2171.07 | High-tier soil intelligence tool featuring a 120cm Drill & Drop TriSCAN sensor evaluating deep moisture, temp, and salt metrics. Connects via native Bluetooth for on-farm transfers. Packaged with 1 year of comprehensive IrriMAX features. | Yes | Yes, Training online, and via Sentek authorised dealers, and self-train via User Manuals | Yes, Training online, and via Sentek authorised dealers, and self-train via User Manuals | Partially Eligible Bundle | Itemised component breakdown required and must be provided when the claim is lodged, in accordance with the Grant Opportunity Guidelines. Funding will only be assessed against eligible components. | Drill & Drop, TriSCAN
2632 | 1475482 | E SCOTT & L.C SCOTT | 05850 Compact DTU + 30cm Moist+Temp DD Probe + 3 years IrriMAX Live + SIM Card/Data Plan for x3 years | 2170.14 | Telemetry pack with a Compact Data Transmission Unit (DTU) wired to a 30cm Drill & Drop moisture and temp probe. Uses mobile cellular pathways to stream readings. Comes with an included 3-year SIM data plan and 3 years of IrriMAX Live cloud. | Yes | Yes, Training online, and via Sentek authorised dealers, and self-train via User Manuals | Yes, Training online, and via Sentek authorised dealers, and self-train via User Manuals | Partially Eligible Bundle | Itemised component breakdown required and must be provided when the claim is lodged, in accordance with the Grant Opportunity Guidelines. Funding will only be assessed against eligible components. | Data Transmission Unit Probe
2844 | 1475482 | E SCOTT & L.C SCOTT | AXT-SP-W85-ST6D — AxisTech Dual Scan Soil Probe 600mm | 2155 | WiFi - AxisTech Dual Scan Soil Probe 600mm | Yes | No | Online Support and Manuals Provided | Eligible | Eligible for rebate funding. | N/A
2576 | 1475482 | E SCOTT & L.C SCOTT | 05800 IOT + 30cm Moist+Temp + 3 years IrriMAX Live + SIM Card/Data Plan for x3 years | 2094.33 | Integrated IoT telemetry with a 30cm soil moisture and temperature probe. Features 4G/LTE-M cellular transmission, a 3-year SIM data plan, and a 3-year subscription to IrriMAX Live cloud software for real-time agronomic insights. | Yes | Yes, Training online, and via Sentek authorised dealers, and self-train via User Manuals | Yes, Training online, and via Sentek authorised dealers, and self-train via User Manuals | Partially Eligible Bundle | Itemised component breakdown required and must be provided when the claim is lodged, in accordance with the Grant Opportunity Guidelines. Funding will only be assessed against eligible components. | Soil Moisture and Temperature Probe
2630 | 1475482 | E SCOTT & L.C SCOTT | 05772 WiFi Link+ 60cm BT Moisture probe + 3 years IrriMAX | 2047.14 | Wireless instrumentation bundle utilizing a Wi-Fi Link receiver to aggregate data from a 60cm Bluetooth moisture and temp probe. Uploads data using local Wi-Fi network infrastructure. Includes 3 years of analytical access via IrriMAX tools. | Yes | Yes, Training online, and via Sentek authorised dealers, and self-train via User Manuals | Yes, Training online, and via Sentek authorised dealers, and self-train via User Manuals | Partially Eligible Bundle | Itemised component breakdown required and must be provided when the claim is lodged, in accordance with the Grant Opportunity Guidelines. Funding will only be assessed against eligible components. | WiFi Link, probe
2786 | 1475482 | E SCOTT & L.C SCOTT | 01727 - Davis Vantage Pro 2 Weather Station C3 Add-on Pack | 2000 | Davis Vantage Pro 2 weather station with enhanced temp, humidity, solar sensor, fan. ET capable. Solar, wind speed & direction, temperature, humidity, solar radiation & rain gauge. Includes Davis and C3 (6m) adapter cable | Yes | <not provided> | <not provided> | Eligible | Eligible for rebate funding. | N/A
2831 | 1475482 | E SCOTT & L.C SCOTT | AXT-SP-C52-ST3T — AxisTech TriScan Soil Probe 300mm | 1995 | Cellular - AxisTech TriScan Soil Probe 300mm | Yes | No | Online Support and Manuals Provided | Eligible | Eligible for rebate funding. | N/A
2839 | 1475482 | E SCOTT & L.C SCOTT | AXT-SP-W85-ST3T — AxisTech TriScan Soil Probe 300mm | 1925 | WiFi - AxisTech TriScan Soil Probe 300mm | Yes | No | Online Support and Manuals Provided | Eligible | Eligible for rebate funding. | N/A
2792 | 1475482 | E SCOTT & L.C SCOTT | 10413 - Sentek - Drill & Drop, 90 cm TriSCAN, SDI-12 | 1900 | Sentek 90cm Drill and Drop TriSCAN, SDI-12 soil probe that measures soil moisture and temperature with 12 sensors along the length of the probe. One every 4”/10cm, starting at 2”/5cm. | Yes | Yes | Online Support | Eligible | Eligible for rebate funding. | N/A
2625 | 1475482 | E SCOTT & L.C SCOTT | 05771 WiFi Link+ 30cm BT TriSCAN probe + 3 years IrriMAX | 1897.14 | Wireless soil-monitoring bundle comprising a Wi-Fi Link interface hub and a 30cm TriSCAN sensor probe utilizing low-power Bluetooth. Relays intelligence across native farm Wi-Fi. Packed with a 3-year IrriMAX application plan. | Yes | Yes, Training online, and via Sentek authorised dealers, and self-train via User Manuals | Yes, Training online, and via Sentek authorised dealers, and self-train via User Manuals | Partially Eligible Bundle | Itemised component breakdown required and must be provided when the claim is lodged, in accordance with the Grant Opportunity Guidelines. Funding will only be assessed against eligible components. | WiFi Link, probe
2687 | 1475482 | E SCOTT & L.C SCOTT | 00928 Drill & Drop, 90cm TriSCAN, Bluetooth + 1 year IrriMAX Plan | 1810 | Subsoil agricultural tracking tool comprising a deep 90cm Drill & Drop TriSCAN probe that registers soil water, temp, and salinity. Transfers records over Bluetooth wireless channels. Includes a 1-year IrriMAX tracking subscription. | Yes | Yes, Training online, and via Sentek authorised dealers, and self-train via User Manuals | Yes, Training online, and via Sentek authorised dealers, and self-train via User Manuals | Partially Eligible Bundle | Itemised component breakdown required and must be provided when the claim is lodged, in accordance with the Grant Opportunity Guidelines. Funding will only be assessed against eligible components. | Drill & Drop, TriSCAN
2696 | 1475482 | E SCOTT & L.C SCOTT | 01270 Drill & Drop, 120cm TriSCAN, SDI-12 | 1791 | Premium subsoil instrument probe featuring a long 120cm Drill & Drop TriSCAN sensor evaluating deep moisture, temperature, and salt levels. Communicates over standard wired SDI-12 technology networks to link with external field loggers. | Yes | N/A | N/A | Eligible | Eligible for rebate funding. | N/A
2705 | 1475482 | E SCOTT & L.C SCOTT | 01264 Drill & Drop, 120cm TriSCAN , RS485 Modbus (W. S Cable) | 1791 | Premium subsoil instrument probe featuring a deep 120cm Drill & Drop TriSCAN sensor tracking water, temperature, and salt metrics. Integrates via high-reliability RS485 Modbus wire protocols into ag networks. Supplied with connection cable. | Yes | N/A | N/A | Eligible Bundle | Itemised component breakdown required and must be provided when the claim is lodged, in accordance with the Grant Opportunity Guidelines. | N/A
2713 | 1475482 | E SCOTT & L.C SCOTT | 01255 Drill & Drop, 120cm TriSCAN, RS232 Modbus (W. S Cable) | 1791 | Premium sub-soil sensing probe comprising an extra-long 120cm Drill & Drop TriSCAN array monitoring water, salt, and temperature metrics. Relays logs via wired industrial RS232 Modbus serial technology. Supplied with connecting cable. | Yes | N/A | N/A | Eligible Bundle | Itemised component breakdown required and must be provided when the claim is lodged, in accordance with the Grant Opportunity Guidelines. | N/A
2835 | 1475482 | E SCOTT & L.C SCOTT | AXT-SP-C52-ST3D — AxisTech Dual Scan Soil Probe 300mm | 1790 | Cellular - AxisTech Dual Scan Soil Probe 300mm | Yes | No | Online Support and Manuals Provided | Eligible | Eligible for rebate funding. | N/A
2629 | 1475482 | E SCOTT & L.C SCOTT | 05770 WiFi Link+ 30cm BT Moisture probe + 3 years IrriMAX | 1736.43 | Smart ag-tech combo featuring an on-site Wi-Fi Link device paired with a 30cm Bluetooth moisture and temp probe. Directs soil updates across native farm Wi-Fi frameworks. Includes a 3-year subscription for the IrriMAX reporting dashboard. | Yes | Yes, Training online, and via Sentek authorised dealers, and self-train via User Manuals | Yes, Training online, and via Sentek authorised dealers, and self-train via User Manuals | Partially Eligible Bundle | Itemised component breakdown required and must be provided when the claim is lodged, in accordance with the Grant Opportunity Guidelines. Funding will only be assessed against eligible components. | WiFi Link, probe
2843 | 1475482 | E SCOTT & L.C SCOTT | AXT-SP-W85-ST3D — AxisTech Dual Scan Soil Probe 300mm | 1705 | WiFi - AxisTech Dual Scan Soil Probe 300mm | Yes | No | Online Support and Manuals Provided | Eligible | Eligible for rebate funding. | N/A
2787 | 1475482 | E SCOTT & L.C SCOTT | 10617 - Sentek Drill & Drop 120cm / 48" Probe | 1700 | Sentek 120cm Drill and Drop soil probe that measures soil moisture and temperature with 12 sensors along the length of the probe. One every 4”/10cm, starting at 2”/5cm. | Yes | Yes | Online Support | Eligible | Eligible for rebate funding. | N/A
2857 | 1475482 | E SCOTT & L.C SCOTT | AXT-WM-C42-W54 — Water Flowmeter - Hunter HC Flow 25mm | 1700 | Cellular - Water Flowmeter - Hunter HC Flow 25mm | Yes | No | Online Support and Manuals Provided | Eligible | Eligible for rebate funding. | N/A
2856 | 1475482 | E SCOTT & L.C SCOTT | AXT-WM-C42-W53 — Water Flowmeter - Hunter HC Flow 20mm | 1600 | Cellular - Water Flowmeter - Hunter HC Flow 20mm | Yes | No | Online Support and Manuals Provided | Eligible | Eligible for rebate funding. | N/A
2861 | 1475482 | E SCOTT & L.C SCOTT | AXT-WM-W21-W54 — Water Flowmeter - Hunter HC Flow 25mm | 1600 | WiFi - Water Flowmeter - Hunter HC Flow 25mm | Yes | No | Online Support and Manuals Provided | Eligible | Eligible for rebate funding. | N/A
2860 | 1475482 | E SCOTT & L.C SCOTT | AXT-WM-W21-W53 — Water Flowmeter - Hunter HC Flow 20mm | 1500 | WiFi - Water Flowmeter - Hunter HC Flow 20mm | Yes | No | Online Support and Manuals Provided | Eligible | Eligible for rebate funding. | N/A
2697 | 1475482 | E SCOTT & L.C SCOTT | 01220 Drill & Drop, 120cm Moist&Temp, SDI-12 | 1480 | Deep root monitoring probe providing a 120cm Drill & Drop continuous soil moisture and temperature profiling array. Incorporates an industry-standard SDI-12 wired output interface to integrate with third-party hardware. (Requires logger). | Yes | N/A | N/A | Eligible Bundle | Itemised component breakdown required and must be provided when the claim is lodged, in accordance with the Grant Opportunity Guidelines. | N/A
2704 | 1475482 | E SCOTT & L.C SCOTT | 01214 Drill & Drop, 120cm Moisture+Temp , RS485 Modbus (W. S Cable) | 1480 | Deep-well agronomic instrument probe offering a long 120cm Drill & Drop moisture and temperature continuous soil profile array. Outfitted with an industrial wired RS485 Modbus output to match third-party loggers. Supplied with connecting cable. | Yes | N/A | N/A | Eligible Bundle | Itemised component breakdown required and must be provided when the claim is lodged, in accordance with the Grant Opportunity Guidelines. | N/A
2712 | 1475482 | E SCOTT & L.C SCOTT | 01205 Drill & Drop, 120cm Moisture+Temp , RS232 Modbus (W. S Cable) | 1480 | Deep subsoil instrumentation probe featuring a long 120cm Drill & Drop moisture and temperature profile sensor array. Built with an industrial-grade serial RS232 Modbus wired interface to couple with telemetry nodes. Supplied with connecting cable. | Yes | N/A | N/A | Eligible Bundle | Itemised component breakdown required and must be provided when the claim is lodged, in accordance with the Grant Opportunity Guidelines. | N/A
2854 | 1475482 | E SCOTT & L.C SCOTT | AXT-SP-SMINI-TR — Triple Mini Soil Probe - Soil Moisture, Temperature & EC | 1480 | Cellular - Triple Mini Soil Probe - Soil Moisture, Temperature & EC | Yes | No | Online Support and Manuals Provided | Eligible | Eligible for rebate funding. | N/A
2694 | 1475482 | E SCOTT & L.C SCOTT | 00939 Drill & Drop, 90cm TriSCAN, SDI-12 | 1454 | Depth-focused monitoring probe containing a 90cm Drill & Drop TriSCAN multisensor soil layer tracker for water, temp, and salinity. Integrates with existing farm networks via a native SDI-12 wire terminal protocol. (Requires datalogger). | Yes | N/A | N/A | Eligible | Eligible for rebate funding. | N/A
2703 | 1475482 | E SCOTT & L.C SCOTT | 00934 Drill & Drop, 90cm TriSCAN , RS485 Modbus (W. S Cable) | 1454 | Advanced soil water and salt logging probe featuring a 90cm Drill & Drop TriSCAN profiling sensor. Designed to communicate over heavy-duty wired RS485 Modbus technology networks to feed data to telemetry bases. Supplied with connecting cable. | Yes | N/A | N/A | Eligible Bundle | Itemised component breakdown required and must be provided when the claim is lodged, in accordance with the Grant Opportunity Guidelines. | N/A
2711 | 1475482 | E SCOTT & L.C SCOTT | 00925 Drill & Drop,90cm TriSCAN, RS232 Modbus (W. S Cable) | 1454 | Depth-focused monitoring probe featuring a 90cm Drill & Drop TriSCAN sensor tracking multi-layer water, temperature, and salinity. Communicates over industrial wired RS232 Modbus networks to update master farm loggers. Supplied with cable. | Yes | N/A | N/A | Eligible Bundle | Itemised component breakdown required and must be provided when the claim is lodged, in accordance with the Grant Opportunity Guidelines. | N/A
2865 | 1475482 | E SCOTT & L.C SCOTT | AXT-DT-C65-P82 — AxisTech Dust sensor. PM1, PM2.5, PM10. | 1450 | Cellular - AxisTech Dust sensor. PM1, PM2.5, PM10. | Yes | No | Online Support and Manuals Provided | Eligible | Eligible for rebate funding. | N/A
2686 | 1475482 | E SCOTT & L.C SCOTT | 00658 Drill & Drop, 60cm TriSCAN, Bluetooth + 1 year IrriMAX Plan | 1447.86 | Mid-depth ag-tech tracking probe including a 60cm Drill & Drop TriSCAN sensor monitoring soil water, temperature, and volumetric ion profiles. Utilizes Bluetooth for close-range logging. Packaged with a 1-year IrriMAX subscription. | Yes | Yes, Training online, and via Sentek authorised dealers, and self-train via User Manuals | Yes, Training online, and via Sentek authorised dealers, and self-train via User Manuals | Partially Eligible Bundle | Itemised component breakdown required and must be provided when the claim is lodged, in accordance with the Grant Opportunity Guidelines. Funding will only be assessed against eligible components. | Drill & Drop, TriSCAN
2793 | 1475482 | E SCOTT & L.C SCOTT | 10412 - Sentek - Drill & Drop, 60 cm TriSCAN, SDI-12 | 1400 | Sentek 60cm Drill and Drop TriSCAN, SDI-12 soil probe that measures soil moisture and temperature with 12 sensors along the length of the probe. One every 4”/10cm, starting at 2”/5cm. | Yes | Yes | Online Support | Eligible | Eligible for rebate funding. | N/A
2795 | 1475482 | E SCOTT & L.C SCOTT | 10447 - Water Meter with Pulse Output 8"/200mm [1000L] | 1400 | Water Meter with Pulse Output 8"/200mm [1000L] | Yes | Yes | Online Support | Eligible | Eligible for rebate funding. | N/A
2796 | 1475482 | E SCOTT & L.C SCOTT | 10448 - Water Meter with Pulse Output 8"/200mm [10000L] | 1400 | Water Meter with Pulse Output 8"/200mm [10000L] | Yes | Yes | Online Support | Eligible | Eligible for rebate funding. | N/A
2788 | 1475482 | E SCOTT & L.C SCOTT | 10616 - Sentek Drill & Drop 90cm / 36" Probe | 1400 | Sentek 90cm Drill and Drop soil probe that measures soil moisture and temperature with 12 sensors along the length of the probe. One every 4”/10cm, starting at 2”/5cm. | Yes | Yes | Online Support | Eligible | Eligible for rebate funding. | N/A
2866 | 1475482 | E SCOTT & L.C SCOTT | AXT-DT-W65-P84 — AxisTech Dust sensor. PM1, PM2.5, PM10. | 1350 | WiFi - AxisTech Dust sensor. PM1, PM2.5, PM10. | Yes | No | Online Support and Manuals Provided | Eligible | Eligible for rebate funding. | N/A
2624 | 1475482 | E SCOTT & L.C SCOTT | 05779 WiFi Link+ 10cm BT TriSCAN probe + 3 years IrriMAX | 1334.52 | Short-range smart ag kit featuring a specialized Wi-Fi Link receiver paired with a compact 10cm Bluetooth TriSCAN probe tracking moisture, salinity, and temp. Relays data directly across farm Wi-Fi. Includes 3 years of IrriMAX. | Yes | Yes, Training online, and via Sentek authorised dealers, and self-train via User Manuals | Yes, Training online, and via Sentek authorised dealers, and self-train via User Manuals | Partially Eligible Bundle | Itemised component breakdown required and must be provided when the claim is lodged, in accordance with the Grant Opportunity Guidelines. Funding will only be assessed against eligible components. | WiFi Link, probe
2825 | 1475482 | E SCOTT & L.C SCOTT | AXT-WS-C42-A26 — Stand alone rain gauge | 1290 | Cellular - Stand alone rain gauge | Yes | No | Online Support and Manuals Provided | Eligible | Eligible for rebate funding. | N/A
2853 | 1475482 | E SCOTT & L.C SCOTT | AXT-SP-SMINI-DL — Double Mini Soil Probe - Soil Moisture, Temperature & EC | 1280 | Cellular - Double Mini Soil Probe - Soil Moisture, Temperature & EC | Yes | No | Online Support and Manuals Provided | Eligible | Eligible for rebate funding. | N/A
2797 | 1475482 | E SCOTT & L.C SCOTT | 10444 - Water Meter with Pulse Output 6"/150mm [100L] | 1200 | Water Meter with Pulse Output 6"/150mm [100L] | Yes | Yes | Online Support | Eligible | Eligible for rebate funding. | N/A
2798 | 1475482 | E SCOTT & L.C SCOTT | 10445 - Water Meter with Pulse Output 6"/150mm [1000L] | 1200 | Water Meter with Pulse Output 6"/150mm [1000L] | Yes | Yes | Online Support | Eligible | Eligible for rebate funding. | N/A
2799 | 1475482 | E SCOTT & L.C SCOTT | 10446 - Water Meter with Pulse Output 6"/150mm [10000L] | 1200 | Water Meter with Pulse Output 6"/150mm [10000L] | Yes | Yes | Online Support | Eligible | Eligible for rebate funding. | N/A
2855 | 1475482 | E SCOTT & L.C SCOTT | AXT-WM-C42-W51 — Water pressure sensor 0-250 PSI | 1200 | Cellular - Water pressure sensor 0-250 PSI | Yes | No | Online Support and Manuals Provided | Eligible | Eligible for rebate funding. | N/A
2830 | 1475482 | E SCOTT & L.C SCOTT | AXT-WS-W95-A26 — Stand alone rain gauge | 1190 | WiFi - Stand alone rain gauge | Yes | No | Online Support and Manuals Provided | Eligible | Eligible for rebate funding. | N/A
2695 | 1475482 | E SCOTT & L.C SCOTT | 00919 Drill & Drop, 90cm Moist&Temp, SDI-12 | 1185 | Deep soil profiling instrument providing a 90cm Drill & Drop moisture and temperature profile probe. Outfitted with an integrated standard SDI-12 protocol line to enable direct wire connections to external ag loggers. (Requires logger). | Yes | N/A | N/A | Eligible Bundle | Itemised component breakdown required and must be provided when the claim is lodged, in accordance with the Grant Opportunity Guidelines. | N/A
2702 | 1475482 | E SCOTT & L.C SCOTT | 00914 Drill & Drop, 90cm Moisture+Temp , RS485 Modbus (W. S Cable) | 1185 | Crop tracking deployment probe featuring a deep 90cm Drill & Drop moisture and temperature continuous soil profiling array. Outfitted with an industrial-grade RS485 Modbus wired interface to communicate with farm logs. Supplied with cable. | Yes | N/A | N/A | Eligible Bundle | Itemised component breakdown required and must be provided when the claim is lodged, in accordance with the Grant Opportunity Guidelines. | N/A
2710 | 1475482 | E SCOTT & L.C SCOTT | 00905 Drill & Drop, 90cm Moisture+Temp , RS232 Modbus (W. S Cable) | 1185 | Field instrumentation probe featuring a deep 90cm Drill & Drop soil moisture and temperature continuous profiling sensor. Employs a wired RS232 Modbus digital serial standard interface to sync into farm telemetry. Supplied with connecting cable. | Yes | N/A | N/A | Eligible Bundle | Itemised component breakdown required and must be provided when the claim is lodged, in accordance with the Grant Opportunity Guidelines. | N/A
2628 | 1475482 | E SCOTT & L.C SCOTT | 05778 WiFi Link+ 10cm BT Moisture probe + 3 years IrriMAX | 1181.2 | Shallow root crop monitoring kit featuring a Wi-Fi Link gateway paired with a 10cm Bluetooth moisture and temp probe. Telemetry is sent securely over the local Wi-Fi network. Includes a 3-year access license for IrriMAX software platforms. | Yes | Yes, Training online, and via Sentek authorised dealers, and self-train via User Manuals | Yes, Training online, and via Sentek authorised dealers, and self-train via User Manuals | Partially Eligible Bundle | Itemised component breakdown required and must be provided when the claim is lodged, in accordance with the Grant Opportunity Guidelines. Funding will only be assessed against eligible components. | WiFi Link, probe
2819 | 1475482 | E SCOTT & L.C SCOTT | AXT-WS-C52-TPH — Temperature, Humidity and Air Pressure Sensor | 1150 | Cellular - Temperature, Humidity and Air Pressure Sensor | Yes | No | Online Support and Manuals Provided | Eligible | Eligible for rebate funding. | N/A
2692 | 1475482 | E SCOTT & L.C SCOTT | 00670 Drill & Drop, 60cm TriSCAN, SDI-12 | 1116 | Subsurface soil profiling tool featuring a 60cm Drill & Drop TriSCAN multi-sensor array tracking moisture, temp, and salinity layers. Employs a standard SDI-12 wired protocol for connection to third-party ag hardware. (Requires logger). | Yes | N/A | N/A | Eligible | Eligible for rebate funding. | N/A
2701 | 1475482 | E SCOTT & L.C SCOTT | 00664 Drill & Drop, 60cm TriSCAN , RS485 Modbus (W. S Cable) | 1116 | Subsurface agricultural instrument probe providing a 60cm Drill & Drop TriSCAN sensor evaluating mid-depth moisture, temp, and salt lines. Incorporates a wired industrial RS485 Modbus terminal protocol. Supplied with connecting cable. | Yes | N/A | N/A | Eligible Bundle | Itemised component breakdown required and must be provided when the claim is lodged, in accordance with the Grant Opportunity Guidelines. | N/A
2709 | 1475482 | E SCOTT & L.C SCOTT | 00655 Drill & Drop, 60cm TriSCAN, RS232 Modbus (W. S Cable) | 1116 | Connected agricultural tool offering a 60cm Drill & Drop TriSCAN profile sensor tracking moisture, temp, and salt lines. Integrates into industrial farm telemetry grids via an industrial RS232 Modbus serial wire protocol. Includes cable. | Yes | N/A | N/A | Eligible Bundle | Itemised component breakdown required and must be provided when the claim is lodged, in accordance with the Grant Opportunity Guidelines. | N/A
2789 | 1475482 | E SCOTT & L.C SCOTT | 10615 - Sentek Drill & Drop 60cm / 24" Probe | 1100 | Sentek 60cm Drill and Drop soil probe that measures soil moisture and temperature with 12 sensors along the length of the probe. One every 4”/10cm, starting at 2”/5cm. | Yes | Yes | Online Support | Eligible | Eligible for rebate funding. | N/A
2859 | 1475482 | E SCOTT & L.C SCOTT | AXT-WM-W21-W51 — Water pressure sensor 0-250 PSI | 1100 | WiFi - Water pressure sensor 0-250 PSI | Yes | No | Online Support and Manuals Provided | Eligible | Eligible for rebate funding. | N/A
2852 | 1475482 | E SCOTT & L.C SCOTT | AXT-SP-SMINI-ST — Single Mini Soil Probe - Soil Moisture, Temperature & EC | 1080 | Cellular - Single Mini Soil Probe - Soil Moisture, Temperature & EC | Yes | No | Online Support and Manuals Provided | Eligible | Eligible for rebate funding. | N/A
2685 | 1475482 | E SCOTT & L.C SCOTT | 00358 Drill & Drop, 30cm TriSCAN, Bluetooth + 1 year IrriMAX Plan | 1055.71 | Wireless soil probe featuring a 30cm Drill & Drop TriSCAN sensor array tracking moisture, temperature, and salinity layers. Employs low-power Bluetooth for local telemetry extraction. Packaged with a 1-year IrriMAX software license. | Yes | Yes, Training online, and via Sentek authorised dealers, and self-train via User Manuals | Yes, Training online, and via Sentek authorised dealers, and self-train via User Manuals | Partially Eligible Bundle | Itemised component breakdown required and must be provided when the claim is lodged, in accordance with the Grant Opportunity Guidelines. Funding will only be assessed against eligible components. | Drill & Drop, TriSCAN
2820 | 1475482 | E SCOTT & L.C SCOTT | AXT-WS-W85-TPH — Temperature, Humidity and Air Pressure Sensor | 1050 | WiFi - Temperature, Humidity and Air Pressure Sensor | Yes | No | Online Support and Manuals Provided | Eligible | Eligible for rebate funding. | N/A
2805 | 1475482 | E SCOTT & L.C SCOTT | 10183 - Meter Atmos-14 RHT Microclimate Sensor | 1000 | Relative Humidity, Barometric Pressure, Air Temperature, and Vapor Pressure. Includes radiation shield and 5m bare ends cable. | Yes | Yes | Online Support | Eligible | Eligible for rebate funding. | N/A
2794 | 1475482 | E SCOTT & L.C SCOTT | 10411 - Sentek - Drill & Drop, 30 cm TriSCAN, SDI-12 | 1000 | Sentek 30cm Drill and Drop TriSCAN, SDI-12 soil probe that measures soil moisture and temperature with 12 sensors along the length of the probe. One every 4”/10cm, starting at 2”/5cm. | Yes | Yes | Online Support | Eligible | Eligible for rebate funding. | N/A
2693 | 1475482 | E SCOTT & L.C SCOTT | 00620 Drill & Drop, 60cm Moist&Temp, SDI-12 | 903.11 | Agricultural agronomy instrument featuring a 60cm Drill & Drop moisture and temperature multi-sensor soil profile probe. Designed to link directly into on-farm telemetry grids via standard SDI-12 communications wiring. (Requires logger). | Yes | N/A | N/A | Eligible Bundle | Itemised component breakdown required and must be provided when the claim is lodged, in accordance with the Grant Opportunity Guidelines. | N/A
2700 | 1475482 | E SCOTT & L.C SCOTT | 00614 Drill & Drop, 60cm Moisture+Temp , RS485 Modbus (W. S Cable) | 890 | Professional ag-tech soil instrument featuring a 60cm Drill & Drop moisture and temperature profiling probe. Interfaced directly with industrial telemetry setups via wired RS485 Modbus digital communications. Supplied with a link cable. | Yes | N/A | N/A | Eligible Bundle | Itemised component breakdown required and must be provided when the claim is lodged, in accordance with the Grant Opportunity Guidelines. | N/A
2708 | 1475482 | E SCOTT & L.C SCOTT | 00605 Drill & Drop, 60cm Moisture+Temp , RS232 Modbus (W. S Cable) | 890 | Wireless-ready sensor instrument featuring a 60cm Drill & Drop moisture and temperature profiling probe. Engineered to connect with external farm logging nodes via wired RS232 Modbus serial digital communications. Supplied with connecting cable. | Yes | N/A | N/A | Eligible Bundle | Itemised component breakdown required and must be provided when the claim is lodged, in accordance with the Grant Opportunity Guidelines. | N/A
2800 | 1475482 | E SCOTT & L.C SCOTT | 10442 - Water Meter with Pulse Output 4"/100mm [100L] | 800 | Water Meter with Pulse Output 4"/100mm [100L] | Yes | Yes | Online Support | Eligible | Eligible for rebate funding. | N/A
2801 | 1475482 | E SCOTT & L.C SCOTT | 10443 - Water Meter with Pulse Output 4"/100mm [1000L] | 800 | Water Meter with Pulse Output 4"/100mm [1000L] | Yes | Yes | Online Support | Eligible | Eligible for rebate funding. | N/A
2790 | 1475482 | E SCOTT & L.C SCOTT | 10614 - Sentek Drill & Drop 30cm / 12" Probe | 800 | Sentek 30cm Drill and Drop soil probe that measures soil moisture and temperature with 12 sensors along the length of the probe. One every 4”/10cm, starting at 2”/5cm. | Yes | Yes | Online Support | Eligible | Eligible for rebate funding. | N/A
2690 | 1475482 | E SCOTT & L.C SCOTT | 00370 Drill & Drop, 30cm TriSCAN, SDI-12 | 748.13 | Multi-sensor agronomy probe offering a 30cm Drill & Drop TriSCAN profile sensor for water, temperature, and salt logging. Integrates into broader systems using an industry-standard SDI-12 digital communications interface. (Requires logger). | Yes | N/A | N/A | Eligible | Eligible for rebate funding. | N/A
2699 | 1475482 | E SCOTT & L.C SCOTT | 00364 Drill & Drop, 30cm TriSCAN , RS485 Modbus (W. S Cable) | 748.13 | Subsurface profile probe providing a 30cm Drill & Drop TriSCAN multi-sensor array tracking moisture, temp, and salinity. Employs a rugged RS485 Modbus protocol for seamless integration into farm logging controllers. Supplied with connecting cable. | Yes | N/A | N/A | Eligible Bundle | Itemised component breakdown required and must be provided when the claim is lodged, in accordance with the Grant Opportunity Guidelines. | N/A
2707 | 1475482 | E SCOTT & L.C SCOTT | 00355 Drill & Drop, 30cm TriSCAN, RS232 Modbus (W. S Cable) | 748.13 | Smart ag-tech sensor probe providing a 30cm Drill & Drop TriSCAN multisensor tracker evaluating water, temperature, and salinity levels. Integrates into broader systems using an RS232 Modbus serial wired interface. Supplied with connecting cable. | Yes | N/A | N/A | Eligible Bundle | Itemised component breakdown required and must be provided when the claim is lodged, in accordance with the Grant Opportunity Guidelines. | N/A
2802 | 1475482 | E SCOTT & L.C SCOTT | 10438 - Water Meter with Pulse Output 3"/80mm [10L] | 700 | Water Meter with Pulse Output 3"/80mm [10L] | Yes | Yes | Online Support | Eligible | Eligible for rebate funding. | N/A
2863 | 1475482 | E SCOTT & L.C SCOTT | AXT-WW-C-T35 — HiLo Water Tank Level Monitor - Cellular | 699 | Cellular - Water Tank Level Monitor - Cellular | Yes | No | Online Support and Manuals Provided | Eligible | Eligible for rebate funding. | N/A
2803 | 1475482 | E SCOTT & L.C SCOTT | 10436 - Water Meter with Pulse Output 2"/50mm [10L] | 600 | Water Meter with Pulse Output 2"/50mm [10L] | Yes | Yes | Online Support | Eligible | Eligible for rebate funding. | N/A
2804 | 1475482 | E SCOTT & L.C SCOTT | 10437 - Water Meter with Pulse Output 2"/50mm [100L] | 600 | Water Meter with Pulse Output 2"/50mm [100L] | Yes | Yes | Online Support | Eligible | Eligible for rebate funding. | N/A
2691 | 1475482 | E SCOTT & L.C SCOTT | 00320 Drill & Drop, 30cm Moist&Temp, SDI-12 | 598.5 | Field instrumentation probe featuring a 30cm Drill & Drop soil moisture and temperature profiling sensor array. Built with a specialized SDI-12 wire interface to facilitate connectivity into automated farm logging hubs. (Requires logger). | Yes | N/A | N/A | Eligible Bundle | Itemised component breakdown required and must be provided when the claim is lodged, in accordance with the Grant Opportunity Guidelines. | N/A
2698 | 1475482 | E SCOTT & L.C SCOTT | 00314 Drill & Drop, 30cm Moisture+Temp , RS485 Modbus (W. S Cable) | 598.5 | Agricultural monitoring probe featuring a 30cm Drill & Drop moisture and temperature sensor array. Connects into farm automation systems using an RS485 Modbus digital wired interface profile. Supplied with sensor cable. (Requires logger). | Yes | N/A | N/A | Eligible Bundle | Itemised component breakdown required and must be provided when the claim is lodged, in accordance with the Grant Opportunity Guidelines. | N/A
2706 | 1475482 | E SCOTT & L.C SCOTT | 00305 Drill & Drop, 30cm Moisture+Temp , RS232 Modbus (W. S Cable) | 598.5 | Soil status profile probe providing a 30cm Drill & Drop moisture and temperature profiling array. Utilizes a wired RS232 Modbus digital communications protocol interface to connect into third-party telemetry devices. Supplied with connecting cable. | Yes | N/A | N/A | Eligible Bundle | Itemised component breakdown required and must be provided when the claim is lodged, in accordance with the Grant Opportunity Guidelines. | N/A
2864 | 1475482 | E SCOTT & L.C SCOTT | AXT-WW-X-T35 — HiLo Water Tank Level Monitor - WiFi | 499 | WiFi - Water Tank Level Monitor - WiFi | Yes | No | Online Support and Manuals Provided | Eligible | Eligible for rebate funding. | N/A
2684 | 1475482 | E SCOTT & L.C SCOTT | 00170 Drill & Drop, Single Point 10cm TriSCAN, Bluetooth + 1 year IrriMAX Plan | 493.09 | Compact agronomic instrument containing a single point 10cm Drill & Drop TriSCAN probe tracking water, temp, and salt. Uses integrated Bluetooth technology for wireless logging. Outfitted with a 1-year analytical IrriMAX subscription. | Yes | Yes, Training online, and via Sentek authorised dealers, and self-train via User Manuals | Yes, Training online, and via Sentek authorised dealers, and self-train via User Manuals | Partially Eligible Bundle | Itemised component breakdown required and must be provided when the claim is lodged, in accordance with the Grant Opportunity Guidelines. Funding will only be assessed against eligible components. | Drill & Drop, TriSCAN
2806 | 1475482 | E SCOTT & L.C SCOTT | 00018 - Davis Tipping Bucket Rain Gauge | 350 | Davis Instruments rain gauge with 10m bare ended cable. Pole mount version | Yes | <not provided> | <not provided> | Eligible | Eligible for rebate funding. | N/A
2689 | 1475482 | E SCOTT & L.C SCOTT | 00150 Single Point (10cm) Sensor, TriSCAN, SDI-12 (Side) | 323.3 | Specialized instrument component offering a single point 10cm TriSCAN probe measuring soil moisture, temp, and salinity. Features an industry-standard SDI-12 digital interface for external dataloggers. (Requires external telemetry device). | Yes | N/A | N/A | Eligible Bundle | Itemised component breakdown required and must be provided when the claim is lodged, in accordance with the Grant Opportunity Guidelines. | N/A
2807 | 1475482 | E SCOTT & L.C SCOTT | 01474 - 100 PSI Pressure Sensor, 5m cable | 250 | Pressure Sensor Transmitter, M12 (4-pin) conduit connection, measures air or fresh water, 0-100 PSI. Includes 5m cable. | Yes | <not provided> | <not provided> | Eligible | Eligible for rebate funding. | N/A
12801 | 1474956 | Edge Systems Pty Ltd | Weather Station | 1960 | Our Ultrasonic & Radar Weather Station is a versatile solution engineered for precise environmental monitoring in diverse applications. Our sensors measures air temperature, relative humidity, rainfall & rate, wind speed, and wind direction. From this data, we offer location specific Fire Behaviour Index & Delta-T. Uploading data every 15min via the NB-IoT network to your phone, helping you monitor weather remotely. | Yes | Yes | Setup Guides, User Manuels & Over the phone. | Eligible | Eligible for rebate funding. | N/A
12802 | 1474956 | Edge Systems Pty Ltd | Digital Tip Bucket Rain Gauge | 650 | Digital tip bucket rain gauge that measures rainfall on farm. Robust and easy to install, ready to use from day one. It records rainfall through a tipping bucket mechanism and uploads data via the NB-IoT network to your phone, helping you monitor rainfall remotely. Suitable for paddocks, sheds, farms and remote rainfall sites. Reduce manual rain gauge checks, compare rainfall across locations, and better manage water, pasture and crop decisions. | Yes | Yes | Setup Guides, User Manuels & Over the phone. | Eligible | Eligible for rebate funding. | N/A
12797 | 1474956 | Edge Systems Pty Ltd | Soil Probe - Moisture, EC, Temp | 600 | Monitor soil moisture, electrical conductivity (EC) and soil temperature in the field. It collects soil condition data and uploads readings via the NB-IoT network to your phone, helping you understand changes in the soil profile. Suitable for crops, pasture, horticulture and irrigation management. Reduce manual testing, track soil conditions, and make more informed decisions across the property. | Yes | Yes | Setup Guides, User Manuels & Over the phone. | Eligible | Eligible for rebate funding. | N/A
12805 | 1474956 | Edge Systems Pty Ltd | Water Quality Monitor - Oxidation | 500 | Water quality monitor that measures oxidation-reduction potential to assess water condition and chemical activity. Can be used in-line for pipes or submerged in tanks. It records oxidation readings when connected to our Water Quality Monitor - Communications unit, helping you monitor water quality remotely. | Yes | Yes | Setup Guides, User Manuels & Over the phone. | Eligible | Eligible for rebate funding. | N/A
12798 | 1474956 | Edge Systems Pty Ltd | Soil probe - pH | 450 | Soil probe that monitors pH over time. Robust and easy to install in the field. It collects soil pH readings and uploads data via the NB-IoT network to your phone, helping you track changes in soil condition. Suitable for crops, pasture and soil health monitoring. Reduce manual testing, identify pH trends, and better support fertiliser, treatment and land management decisions across the property. | Yes | Yes | Setup Guides, User Manuels & Over the phone. | Eligible | Eligible for rebate funding. | N/A
12799 | 1474956 | Edge Systems Pty Ltd | Temperature & Humidity Sensor | 400 | Temperature and humidity sensor that monitors environmental conditions in remote farm locations. It records temperature and humidity readings and uploads data via the NB-IoT network to your phone, helping you monitor changing conditions remotely. Suitable for sheds, storage areas, greenhouses and hay harvesting alerts. Reduce manual checks, receive alerts, and better manage climate-sensitive assets across the property. | Yes | Yes | Setup Guides, User Manuels & Over the phone. | Eligible | Eligible for rebate funding. | N/A
12804 | 1474956 | Edge Systems Pty Ltd | Water Quality Monitor - EC | 360 | Water quality monitor that measures electrical conductivity to help assess salinity or dissolved solids in water. Can be used in-line for pipes or submerged in tanks. It records EC readings when connected to our Water Quality Monitor - Communications unit, helping you monitor water quality remotely. | Yes | Yes | Setup Guides, User Manuels & Over the phone. | Eligible | Eligible for rebate funding. | N/A
12803 | 1474956 | Edge Systems Pty Ltd | Water Quality Monitor - pH | 350 | Water quality monitor that measures pH levels in farm water sources. Can be used in-line for pipes or submerged in tanks. It monitors water pH and uploads readings when connected to our Water Quality Monitor - Communications unit, helping you monitor water quality remotely. | Yes | Yes | Setup Guides, User Manuels & Over the phone. | Eligible | Eligible for rebate funding. | N/A
10873 | 1474826 | Elders Rural Servies Australia Limited | 05849 NB+ 5 BT probe (120cm TriSCAN) + 3 years IrriMAX Live + SIM Card/Data Plan for x3 years | 12145.36 | Sub-soil salinity and moisture network containing a Nexus Blue master base that reads five deep 120cm TriSCAN probes over Bluetooth. Dispatches records over cellular infrastructure. Packed with 3 years of mobile data and IrriMAX. | Yes | Yes, Training online, and via Sentek authorised dealers, and self-train via User Manuals | Yes, Training online, and via Sentek authorised dealers, and self-train via User Manuals | Partially Eligible Bundle | Itemised component breakdown required and must be provided when the claim is lodged, in accordance with the Grant Opportunity Guidelines. Funding will only be assessed against eligible components. | Nexus Blue unit, probe
10868 | 1474826 | Elders Rural Servies Australia Limited | 05844 NB+ 5 BT probe (120cm Moist+Temp) + 3 years IrriMAX Live + SIM Card/Data Plan for x3 years | 10730.36 | Extensive agronomy data package that uses a high-performance Nexus Blue gateway to track five 120cm moisture and temperature probes using Bluetooth. Transmits via cellular. Outfitted with 3 years of data and IrriMAX Live cloud. | Yes | Yes, Training online, and via Sentek authorised dealers, and self-train via User Manuals | Yes, Training online, and via Sentek authorised dealers, and self-train via User Manuals | Partially Eligible Bundle | Itemised component breakdown required and must be provided when the claim is lodged, in accordance with the Grant Opportunity Guidelines. Funding will only be assessed against eligible components. | Nexus Blue unit, probe
10863 | 1474826 | Elders Rural Servies Australia Limited | 05839 NB+ 5 BT probe (90cm TriSCAN) + 3 years IrriMAX Live + SIM Card/Data Plan for x3 years | 10613.71 | Soil status enterprise setup featuring a Nexus Blue base gateway capturing multi-layer data from five 90cm TriSCAN probes over Bluetooth. Uses cellular networks to map fields. Packed with 3 years of data and IrriMAX Live cloud. | Yes | Yes, Training online, and via Sentek authorised dealers, and self-train via User Manuals | Yes, Training online, and via Sentek authorised dealers, and self-train via User Manuals | Partially Eligible Bundle | Itemised component breakdown required and must be provided when the claim is lodged, in accordance with the Grant Opportunity Guidelines. Funding will only be assessed against eligible components. | Nexus Blue unit, probe
10711 | 1474826 | Elders Rural Servies Australia Limited | Vaisala Weather Transmitter | 10050 | Weather Station - connects to Telemetry Kit | Not intedend for self install | No | <not provided> | Eligible | Eligible for rebate funding. | N/A
10872 | 1474826 | Elders Rural Servies Australia Limited | 05848 NB+ 4 BT probe (120cm TriSCAN) + 3 years IrriMAX Live + SIM Card/Data Plan for x3 years | 9986.29 | Broad ag-tech sensor kit featuring a cellular-enabled Nexus Blue unit that pairs with four deep 120cm TriSCAN soil probes via local Bluetooth. Broadcasts stats via cell towers. Includes a 3-year data subscription and IrriMAX. | Yes | Yes, Training online, and via Sentek authorised dealers, and self-train via User Manuals | Yes, Training online, and via Sentek authorised dealers, and self-train via User Manuals | Partially Eligible Bundle | Itemised component breakdown required and must be provided when the claim is lodged, in accordance with the Grant Opportunity Guidelines. Funding will only be assessed against eligible components. | Nexus Blue unit, probe
10858 | 1474826 | Elders Rural Servies Australia Limited | 05834 NB+ 5 BT probe (90cm Moist+Temp) + 3 years IrriMAX Live + SIM Card/Data Plan for x3 years | 9392.43 | Enterprise monitoring array consisting of a Nexus Blue cell transmitter matching five deep 90cm moisture and temperature probes via Bluetooth. Directs data via cellular links. Bundled with a 3-year data plan and IrriMAX Live. | Yes | Yes, Training online, and via Sentek authorised dealers, and self-train via User Manuals | Yes, Training online, and via Sentek authorised dealers, and self-train via User Manuals | Partially Eligible Bundle | Itemised component breakdown required and must be provided when the claim is lodged, in accordance with the Grant Opportunity Guidelines. Funding will only be assessed against eligible components. | Nexus Blue unit, probe
10853 | 1474826 | Elders Rural Servies Australia Limited | 05829 NB+ 5 BT probe (60cm TriSCAN) + 3 years IrriMAX Live + SIM Card/Data Plan for x3 years | 9078.93 | Extended salinity and moisture tracking network comprising a Nexus Blue unit commanding five 60cm TriSCAN probes via Bluetooth. Outloads data through cellular networks. Packaged with a 3-year cell plan and IrriMAX Live software. | Yes | Yes, Training online, and via Sentek authorised dealers, and self-train via User Manuals | Yes, Training online, and via Sentek authorised dealers, and self-train via User Manuals | Partially Eligible Bundle | Itemised component breakdown required and must be provided when the claim is lodged, in accordance with the Grant Opportunity Guidelines. Funding will only be assessed against eligible components. | Nexus Blue unit, probe
10867 | 1474826 | Elders Rural Servies Australia Limited | 05843 NB+ 4 BT probe (120cm Moist+Temp) + 3 years IrriMAX Live + SIM Card/Data Plan for x3 years | 8854.29 | Multi-depth smart farming setup involving a Nexus Blue terminal that accesses four deep 120cm moisture and temp probes using Bluetooth. Uses internal cellular gear to broadcast. Packed with a 3-year data plan and IrriMAX Live. | Yes | Yes, Training online, and via Sentek authorised dealers, and self-train via User Manuals | Yes, Training online, and via Sentek authorised dealers, and self-train via User Manuals | Partially Eligible Bundle | Itemised component breakdown required and must be provided when the claim is lodged, in accordance with the Grant Opportunity Guidelines. Funding will only be assessed against eligible components. | Nexus Blue unit, probe
10862 | 1474826 | Elders Rural Servies Australia Limited | 05838 NB+ 4 BT probe (90cm TriSCAN) + 3 years IrriMAX Live + SIM Card/Data Plan for x3 years | 8760.97 | Connected ag monitoring tool featuring a single Nexus Blue logging hub collecting files from four 90cm TriSCAN probes via Bluetooth. Relays stats over cellular network. Includes 3 years of data and IrriMAX Live software. | Yes | Yes, Training online, and via Sentek authorised dealers, and self-train via User Manuals | Yes, Training online, and via Sentek authorised dealers, and self-train via User Manuals | Partially Eligible Bundle | Itemised component breakdown required and must be provided when the claim is lodged, in accordance with the Grant Opportunity Guidelines. Funding will only be assessed against eligible components. | Nexus Blue unit, probe
10848 | 1474826 | Elders Rural Servies Australia Limited | 05824 NB+ 5 BT probe (60cm Moist+Temp) + 3 years IrriMAX Live + SIM Card/Data Plan for x3 years | 8052.21 | Extended ag-tech package incorporating a central Nexus Blue base talking to five 60cm moisture and temperature probes via Bluetooth. Dispatches profiles via cellular networks. Includes 3 years of data tracking and IrriMAX Live. | Yes | Yes, Training online, and via Sentek authorised dealers, and self-train via User Manuals | Yes, Training online, and via Sentek authorised dealers, and self-train via User Manuals | Partially Eligible Bundle | Itemised component breakdown required and must be provided when the claim is lodged, in accordance with the Grant Opportunity Guidelines. Funding will only be assessed against eligible components. | Nexus Blue unit, probe
10871 | 1474826 | Elders Rural Servies Australia Limited | 05847 NB+ 3 BT probe (120cm TriSCAN) + 3 years IrriMAX Live + SIM Card/Data Plan for x3 years | 7827.21 | Deep-well agronomic network kit featuring a central Nexus Blue logging hub collecting data from three 120cm TriSCAN soil profile probes over Bluetooth. Forwards updates via cellular technology. Packaged with 3 years of SIM data. | Yes | Yes, Training online, and via Sentek authorised dealers, and self-train via User Manuals | Yes, Training online, and via Sentek authorised dealers, and self-train via User Manuals | Partially Eligible Bundle | Itemised component breakdown required and must be provided when the claim is lodged, in accordance with the Grant Opportunity Guidelines. Funding will only be assessed against eligible components. | Nexus Blue unit, probe
10857 | 1474826 | Elders Rural Servies Australia Limited | 05833 NB+ 4 BT probe (90cm Moist+Temp) + 3 years IrriMAX Live + SIM Card/Data Plan for x3 years | 7783.94 | Deep sensor crop network combining a main Nexus Blue receiver connected via Bluetooth to four deep 90cm moisture and temperature probes. Reports via cellular modules. Outfitted with 3 years of SIM data and IrriMAX Live access. | Yes | Yes, Training online, and via Sentek authorised dealers, and self-train via User Manuals | Yes, Training online, and via Sentek authorised dealers, and self-train via User Manuals | Partially Eligible Bundle | Itemised component breakdown required and must be provided when the claim is lodged, in accordance with the Grant Opportunity Guidelines. Funding will only be assessed against eligible components. | Nexus Blue unit, probe
10852 | 1474826 | Elders Rural Servies Australia Limited | 05828 NB+ 4 BT probe (60cm TriSCAN) + 3 years IrriMAX Live + SIM Card/Data Plan for x3 years | 7533.14 | Advanced instrumentation bundle featuring a Nexus Blue system tracking four 60cm TriSCAN soil probes via local Bluetooth. Provides off-grid cellular reporting. Includes 3 years of SIM data transmission and IrriMAX Live access. | Yes | Yes, Training online, and via Sentek authorised dealers, and self-train via User Manuals | Yes, Training online, and via Sentek authorised dealers, and self-train via User Manuals | Partially Eligible Bundle | Itemised component breakdown required and must be provided when the claim is lodged, in accordance with the Grant Opportunity Guidelines. Funding will only be assessed against eligible components. | Nexus Blue unit, probe
10710 | 1474826 | Elders Rural Servies Australia Limited | ATMOS 41 Gen 2 all-in-one weather station including bird guard, SDI-12 output, 5m cable | 7500 | Weather Station - connects to Telemetry Kit | Not intedend for self install | No | <not provided> | Eligible | Eligible for rebate funding. | N/A
10843 | 1474826 | Elders Rural Servies Australia Limited | 05819 NB+ 5 BT probe (30cm TriSCAN) + 3 years IrriMAX Live + SIM Card/Data Plan for x3 years | 7416.21 | Soil data network containing a central Nexus Blue gateway utilizing Bluetooth to capture metrics from five 30cm TriSCAN probes. Uploads via cellular telemetry. Includes a 3-year data plan and 3-year IrriMAX Live subscription. | Yes | Yes, Training online, and via Sentek authorised dealers, and self-train via User Manuals | Yes, Training online, and via Sentek authorised dealers, and self-train via User Manuals | Partially Eligible Bundle | Itemised component breakdown required and must be provided when the claim is lodged, in accordance with the Grant Opportunity Guidelines. Funding will only be assessed against eligible components. | Nexus Blue unit, probe
10866 | 1474826 | Elders Rural Servies Australia Limited | 05842 NB+ 3 BT probe (120cm Moist+Temp) + 3 years IrriMAX Live + SIM Card/Data Plan for x3 years | 6978.21 | Deep root monitoring configuration linking a single Nexus Blue logger with three 120cm moisture and temperature probes over Bluetooth. Dispatches fields via cell networks. Includes 3 years of SIM service and IrriMAX Live features. | Yes | Yes, Training online, and via Sentek authorised dealers, and self-train via User Manuals | Yes, Training online, and via Sentek authorised dealers, and self-train via User Manuals | Partially Eligible Bundle | Itemised component breakdown required and must be provided when the claim is lodged, in accordance with the Grant Opportunity Guidelines. Funding will only be assessed against eligible components. | Nexus Blue unit, probe
10861 | 1474826 | Elders Rural Servies Australia Limited | 05837 NB+ 3 BT probe (90 TriSCAN) + 3 years IrriMAX Live + SIM Card/Data Plan for x3 years | 6908.23 | Multi-zone agronomic package featuring a high-capacity Nexus Blue logging node communicating with three 90cm TriSCAN probes via Bluetooth. Dispatches profiles via cellular networks. Bundled with a 3-year SIM data plan and IrriMAX. | Yes | Yes, Training online, and via Sentek authorised dealers, and self-train via User Manuals | Yes, Training online, and via Sentek authorised dealers, and self-train via User Manuals | Partially Eligible Bundle | Itemised component breakdown required and must be provided when the claim is lodged, in accordance with the Grant Opportunity Guidelines. Funding will only be assessed against eligible components. | Nexus Blue unit, probe
10838 | 1474826 | Elders Rural Servies Australia Limited | 05814 NB+ 5 BT probe (30cm Moist+Temp) + 3 years IrriMAX Live + SIM Card/Data Plan for x3 years | 6734.79 | Farm network package using a Nexus Blue logger connecting up to five 30cm moisture and temp probes via Bluetooth. Uses global cellular data to report real-time field metrics. Includes 3 years of SIM data and IrriMAX Live. | Yes | Yes, Training online, and via Sentek authorised dealers, and self-train via User Manuals | Yes, Training online, and via Sentek authorised dealers, and self-train via User Manuals | Partially Eligible Bundle | Itemised component breakdown required and must be provided when the claim is lodged, in accordance with the Grant Opportunity Guidelines. Funding will only be assessed against eligible components. | Nexus Blue unit, probe
10847 | 1474826 | Elders Rural Servies Australia Limited | 05823 NB+ 4 BT probe (60cm Moist+Temp) + 3 years IrriMAX Live + SIM Card/Data Plan for x3 years | 6711.77 | Smart agronomy package including a Nexus Blue hub that pulls soil files from four 60cm moisture and temp probes via local Bluetooth. Employs cellular tech for data streams. Contains a 3-year SIM data plan and IrriMAX Live license. | Yes | Yes, Training online, and via Sentek authorised dealers, and self-train via User Manuals | Yes, Training online, and via Sentek authorised dealers, and self-train via User Manuals | Partially Eligible Bundle | Itemised component breakdown required and must be provided when the claim is lodged, in accordance with the Grant Opportunity Guidelines. Funding will only be assessed against eligible components. | Nexus Blue unit, probe
10842 | 1474826 | Elders Rural Servies Australia Limited | 05818 NB+ 4 BT probe (30cm TriSCAN) + 3 years IrriMAX Live + SIM Card/Data Plan for x3 years | 6202.97 | Salinity and water tracking package featuring a Nexus Blue logger communicating via Bluetooth to four 30cm TriSCAN probes. Relays data via cellular hardware. Includes 3 years of active SIM data and 3 years of IrriMAX Live. | Yes | Yes, Training online, and via Sentek authorised dealers, and self-train via User Manuals | Yes, Training online, and via Sentek authorised dealers, and self-train via User Manuals | Partially Eligible Bundle | Itemised component breakdown required and must be provided when the claim is lodged, in accordance with the Grant Opportunity Guidelines. Funding will only be assessed against eligible components. | Nexus Blue unit, probe
10856 | 1474826 | Elders Rural Servies Australia Limited | 05832 NB+ 3 BT probe (90cm Moist+Temp) + 3 years IrriMAX Live + SIM Card/Data Plan for x3 years | 6175.46 | Precision water monitoring package utilizing a Nexus Blue station to sync three 90cm moisture and temperature probes over Bluetooth. Broadcasts via cellular infrastructure. Accompanied by 3 years of SIM data and IrriMAX Live. | Yes | Yes, Training online, and via Sentek authorised dealers, and self-train via User Manuals | Yes, Training online, and via Sentek authorised dealers, and self-train via User Manuals | Partially Eligible Bundle | Itemised component breakdown required and must be provided when the claim is lodged, in accordance with the Grant Opportunity Guidelines. Funding will only be assessed against eligible components. | Nexus Blue unit, probe
10851 | 1474826 | Elders Rural Servies Australia Limited | 05827 NB+ 3 BT probe (60cm TriSCAN) + 3 years IrriMAX Live + SIM Card/Data Plan for x3 years | 5987.36 | Field deployment set combining a central Nexus Blue base with three 60cm TriSCAN probes using short-range Bluetooth. Uplinks profiles via mobile cell tower technology. Packaged with 3 years of SIM data and IrriMAX Live access. | Yes | Yes, Training online, and via Sentek authorised dealers, and self-train via User Manuals | Yes, Training online, and via Sentek authorised dealers, and self-train via User Manuals | Partially Eligible Bundle | Itemised component breakdown required and must be provided when the claim is lodged, in accordance with the Grant Opportunity Guidelines. Funding will only be assessed against eligible components. | Nexus Blue unit, probe
10925 | 1474826 | Elders Rural Servies Australia Limited | 04988 Sentek AWS 4G with Solar Rad + 120cm DD Fixed cable TriSCAN Probe+ 1 year IrriMAX & Data Plan | 5877.17 | Precision weather matrix: 4G cell Automated Weather Station (with Solar Rad) cabled to a long 120cm TriSCAN multi-sensor soil probe. Uploads logs via cellular tech. Packaged with 1 year of network data and IrriMAX. | Yes | Yes, Training online, and via Sentek authorised dealers, and self-train via User Manuals | Yes, Training online, and via Sentek authorised dealers, and self-train via User Manuals | Partially Eligible Bundle | Itemised component breakdown required and must be provided when the claim is lodged, in accordance with the Grant Opportunity Guidelines. Funding will only be assessed against eligible components. | Weather station, probe
10933 | 1474826 | Elders Rural Servies Australia Limited | 04997 Sentek AWS WiFi with Solar Rad + 120cm DD Fixed cable TriSCAN Probe+ 1 year IrriMAX & Data Plan | 5687.17 | Premium subsoil climate setup utilizing a Wi-Fi Automated Weather Station with Solar Rad, cabled to a 120cm TriSCAN multi-sensor soil probe. Integrates into your farm Wi-Fi for continuous logging. Packaged with 1 year of data and IrriMAX. | Yes | Yes, Training online, and via Sentek authorised dealers, and self-train via User Manuals | Yes, Training online, and via Sentek authorised dealers, and self-train via User Manuals | Partially Eligible Bundle | Itemised component breakdown required and must be provided when the claim is lodged, in accordance with the Grant Opportunity Guidelines. Funding will only be assessed against eligible components. | Weather station, probe
10870 | 1474826 | Elders Rural Servies Australia Limited | 05846 NB+ 2 BT probe (120cm TriSCAN) + 3 years IrriMAX Live + SIM Card/Data Plan for x3 years | 5668.14 | Soil moisture and salinity array comprising a single Nexus Blue terminal interfacing with two deep 120cm TriSCAN probes via Bluetooth. Cellular connection drops updates to dashboards. Bundled with a 3-year data plan and IrriMAX. | Yes | Yes, Training online, and via Sentek authorised dealers, and self-train via User Manuals | Yes, Training online, and via Sentek authorised dealers, and self-train via User Manuals | Partially Eligible Bundle | Itemised component breakdown required and must be provided when the claim is lodged, in accordance with the Grant Opportunity Guidelines. Funding will only be assessed against eligible components. | Nexus Blue unit, probe
10837 | 1474826 | Elders Rural Servies Australia Limited | 05813 NB+ 4 BT probe (30cm Moist+Temp) + 3 years IrriMAX Live + SIM Card/Data Plan for x3 years | 5657.83 | Ag-tech multi-probe kit including one central Nexus Blue logger connected via Bluetooth to four 30cm moisture and temperature probes. Transmits via cellular networks. Includes a 3-year data plan and 3 years of IrriMAX Live. | Yes | Yes, Training online, and via Sentek authorised dealers, and self-train via User Manuals | Yes, Training online, and via Sentek authorised dealers, and self-train via User Manuals | Partially Eligible Bundle | Itemised component breakdown required and must be provided when the claim is lodged, in accordance with the Grant Opportunity Guidelines. Funding will only be assessed against eligible components. | Nexus Blue unit, probe
10921 | 1474826 | Elders Rural Servies Australia Limited | 04984 Sentek AWS 4G with Solar Rad + 120cm DD Fixed cable Moisture Probe+ 1 year IrriMAX & Data Plan | 5566.17 | Environmental station: 4G cell Automated Weather Station (with Solar Radiation) linked to a 120cm Drill & Drop moisture probe. Feeds analytics via cell telemetry. Includes 1 year of network data and IrriMAX. | Yes | Yes, Training online, and via Sentek authorised dealers, and self-train via User Manuals | Yes, Training online, and via Sentek authorised dealers, and self-train via User Manuals | Partially Eligible Bundle | Itemised component breakdown required and must be provided when the claim is lodged, in accordance with the Grant Opportunity Guidelines. Funding will only be assessed against eligible components. | Weather station, probe
10924 | 1474826 | Elders Rural Servies Australia Limited | 04987 Sentek AWS 4G with Solar Rad + 90cm DD Fixed cable TriSCAN Probe+ 1 year IrriMAX & Data Plan | 5540.17 | Ag climate package: 4G cell Automated Weather Station (with Solar Rad) wired to a deep 90cm TriSCAN Drill & Drop soil probe. Sends info through cellular networks. Packaged with a 1-year SIM contract and IrriMAX. | Yes | Yes, Training online, and via Sentek authorised dealers, and self-train via User Manuals | Yes, Training online, and via Sentek authorised dealers, and self-train via User Manuals | Partially Eligible Bundle | Itemised component breakdown required and must be provided when the claim is lodged, in accordance with the Grant Opportunity Guidelines. Funding will only be assessed against eligible components. | Weather station, probe
10929 | 1474826 | Elders Rural Servies Australia Limited | 04993 Sentek AWS WiFi with Solar Rad + 120cm DD Fixed cable Moisture Probe+ 1 year IrriMAX & Data Plan | 5376.17 | Crop climate bundle deploying a Wi-Fi Automated Weather Station with Solar Radiation, wired to a 120cm Drill & Drop moisture probe. Transmits over native farm Wi-Fi. Includes a 1-year network data package and IrriMAX software tools. | Yes | Yes, Training online, and via Sentek authorised dealers, and self-train via User Manuals | Yes, Training online, and via Sentek authorised dealers, and self-train via User Manuals | Partially Eligible Bundle | Itemised component breakdown required and must be provided when the claim is lodged, in accordance with the Grant Opportunity Guidelines. Funding will only be assessed against eligible components. | Weather station, probe
10846 | 1474826 | Elders Rural Servies Australia Limited | 05822 NB+ 3 BT probe (60cm Moist+Temp) + 3 years IrriMAX Live + SIM Card/Data Plan for x3 years | 5371.33 | Multi-site monitoring setup pairing a central Nexus Blue logger to three 60cm moisture and temp probes over Bluetooth. Relays insights over cellular networks. Includes 3 years of SIM data and 3 years of IrriMAX Live dashboard. | Yes | Yes, Training online, and via Sentek authorised dealers, and self-train via User Manuals | Yes, Training online, and via Sentek authorised dealers, and self-train via User Manuals | Partially Eligible Bundle | Itemised component breakdown required and must be provided when the claim is lodged, in accordance with the Grant Opportunity Guidelines. Funding will only be assessed against eligible components. | Nexus Blue unit, probe
10932 | 1474826 | Elders Rural Servies Australia Limited | 04996 Sentek AWS WiFi with Solar Rad + 90cm DD Fixed cable TriSCAN Probe+ 1 year IrriMAX & Data Plan | 5350.17 | Advanced weather package deploying a Wi-Fi Automated Weather Station with Solar Rad and a deep 90cm TriSCAN Drill & Drop soil probe. Relays updates across the farm Wi-Fi framework. Outfitted with 1 year of data plan and IrriMAX web tools. | Yes | Yes, Training online, and via Sentek authorised dealers, and self-train via User Manuals | Yes, Training online, and via Sentek authorised dealers, and self-train via User Manuals | Partially Eligible Bundle | Itemised component breakdown required and must be provided when the claim is lodged, in accordance with the Grant Opportunity Guidelines. Funding will only be assessed against eligible components. | Weather station, probe
10920 | 1474826 | Elders Rural Servies Australia Limited | 04983 Sentek AWS 4G with Solar Rad + 90cm DD Fixed cable Moisture Probe+ 1 year IrriMAX & Data Plan | 5271.17 | Micro-climate ag-tech bundle: 4G cell Automated Weather Station with Solar Radiation, wired to a deep 90cm Drill & Drop moisture and temp probe. Relays metrics via mobile networks. Includes 1-year data and IrriMAX. | Yes | Yes, Training online, and via Sentek authorised dealers, and self-train via User Manuals | Yes, Training online, and via Sentek authorised dealers, and self-train via User Manuals | Partially Eligible Bundle | Itemised component breakdown required and must be provided when the claim is lodged, in accordance with the Grant Opportunity Guidelines. Funding will only be assessed against eligible components. | Weather station, probe
10923 | 1474826 | Elders Rural Servies Australia Limited | 04986 Sentek AWS 4G with Solar Rad + 60cm DD Fixed cable TriSCAN Probe+ 1 year IrriMAX & Data Plan | 5202.17 | Environment bundle: 4G cell Automated Weather Station (with Solar Rad) cabled to a 60cm TriSCAN Drill & Drop moisture/salinity probe. Dispatches files over cell networks. Includes a 1-year SIM data plan and IrriMAX. | Yes | Yes, Training online, and via Sentek authorised dealers, and self-train via User Manuals | Yes, Training online, and via Sentek authorised dealers, and self-train via User Manuals | Partially Eligible Bundle | Itemised component breakdown required and must be provided when the claim is lodged, in accordance with the Grant Opportunity Guidelines. Funding will only be assessed against eligible components. | Weather station, probe
10865 | 1474826 | Elders Rural Servies Australia Limited | 05841 NB+ 2 BT probe (120cm Moist+Temp) + 3 years IrriMAX Live + SIM Card/Data Plan for x3 years | 5102.14 | Ag-tech sensor assembly utilizing a Nexus Blue cellular device communicating with two deep 120cm moisture and temperature probes via secure Bluetooth. Streams metrics via mobile cells. Complete with 3-year data plan and IrriMAX. | Yes | Yes, Training online, and via Sentek authorised dealers, and self-train via User Manuals | Yes, Training online, and via Sentek authorised dealers, and self-train via User Manuals | Partially Eligible Bundle | Itemised component breakdown required and must be provided when the claim is lodged, in accordance with the Grant Opportunity Guidelines. Funding will only be assessed against eligible components. | Nexus Blue unit, probe
10928 | 1474826 | Elders Rural Servies Australia Limited | 04992 Sentek AWS WiFi with Solar Rad + 90cm DD Fixed cable Moisture Probe+ 1 year IrriMAX & Data Plan | 5081.17 | Smart ag environmental hub featuring a Wi-Fi Automated Weather Station with Solar Rad and a deep 90cm Drill & Drop moisture and temp probe. Connects via local farm Wi-Fi. Bundled with a 1-year data contract and full IrriMAX access. | Yes | Yes, Training online, and via Sentek authorised dealers, and self-train via User Manuals | Yes, Training online, and via Sentek authorised dealers, and self-train via User Manuals | Partially Eligible Bundle | Itemised component breakdown required and must be provided when the claim is lodged, in accordance with the Grant Opportunity Guidelines. Funding will only be assessed against eligible components. | Weather station, probe
10860 | 1474826 | Elders Rural Servies Australia Limited | 05836 NB+ 2 BT probe (90cm TriSCAN) + 3 years IrriMAX Live + SIM Card/Data Plan for x3 years | 5055.49 | Connected soil intelligence deployment utilizing a Nexus Blue logger reading from two 90cm TriSCAN probes via Bluetooth. Pumps depth metrics via cellular pathways. Includes a 3-year data subscription and IrriMAX Live cloud access. | Yes | Yes, Training online, and via Sentek authorised dealers, and self-train via User Manuals | Yes, Training online, and via Sentek authorised dealers, and self-train via User Manuals | Partially Eligible Bundle | Itemised component breakdown required and must be provided when the claim is lodged, in accordance with the Grant Opportunity Guidelines. Funding will only be assessed against eligible components. | Nexus Blue unit, probe
10931 | 1474826 | Elders Rural Servies Australia Limited | 04995 Sentek AWS WiFi with Solar Rad + 60cm DD Fixed cable TriSCAN Probe+ 1 year IrriMAX & Data Plan | 5012.17 | Wireless agronomy station combining a Wi-Fi Automated Weather Station and Solar Rad tracking with a 60cm TriSCAN Drill & Drop multi-sensor soil probe. Relays field tracking over farm Wi-Fi. Includes 1-year active data plan and IrriMAX. | Yes | Yes, Training online, and via Sentek authorised dealers, and self-train via User Manuals | Yes, Training online, and via Sentek authorised dealers, and self-train via User Manuals | Partially Eligible Bundle | Itemised component breakdown required and must be provided when the claim is lodged, in accordance with the Grant Opportunity Guidelines. Funding will only be assessed against eligible components. | Weather station, probe
10841 | 1474826 | Elders Rural Servies Australia Limited | 05817 NB+ 3 BT probe (30cm TriSCAN) + 3 years IrriMAX Live + SIM Card/Data Plan for x3 years | 4989.73 | Ag-tech bundle including a central Nexus Blue logger linking three 30cm TriSCAN probes (water, salt, temp) via Bluetooth. Reports findings over cellular networks. Includes a 3-year SIM data plan and 3 years of IrriMAX Live. | Yes | Yes, Training online, and via Sentek authorised dealers, and self-train via User Manuals | Yes, Training online, and via Sentek authorised dealers, and self-train via User Manuals | Partially Eligible Bundle | Itemised component breakdown required and must be provided when the claim is lodged, in accordance with the Grant Opportunity Guidelines. Funding will only be assessed against eligible components. | Nexus Blue unit, probe
10919 | 1474826 | Elders Rural Servies Australia Limited | 04982 Sentek AWS 4G with Solar Rad + 60cm DD Fixed cable Moisture Probe+ 1 year IrriMAX & Data Plan | 4989.28 | Farm environmental station combining a 4G cellular Automated Weather Station (including Solar Radiation) and a 60cm fixed-cable Drill & Drop soil moisture probe. Uploads files over cellular pathways. Contains 1 year of cellular SIM service and IrriMAX. | Yes | Yes, Training online, and via Sentek authorised dealers, and self-train via User Manuals | Yes, Training online, and via Sentek authorised dealers, and self-train via User Manuals | Partially Eligible Bundle | Itemised component breakdown required and must be provided when the claim is lodged, in accordance with the Grant Opportunity Guidelines. Funding will only be assessed against eligible components. | Weather station, probe
10922 | 1474826 | Elders Rural Servies Australia Limited | 04985 Sentek AWS 4G with Solar Rad + 30cm DD Fixed cable TriSCAN Probe+ 1 year IrriMAX & Data Plan | 4834.3 | Automated Weather Station with Solar Radiation metrics, wired over fixed cable to a 30cm TriSCAN Drill & Drop probe for tracking moisture and salinity. Broadcasts over standard 4G cellular infrastructure. Outfitted with 1 year of cell plan and IrriMAX. | Yes | Yes, Training online, and via Sentek authorised dealers, and self-train via User Manuals | Yes, Training online, and via Sentek authorised dealers, and self-train via User Manuals | Partially Eligible Bundle | Itemised component breakdown required and must be provided when the claim is lodged, in accordance with the Grant Opportunity Guidelines. Funding will only be assessed against eligible components. | Weather station, probe
10901 | 1474826 | Elders Rural Servies Australia Limited | 05871 Multi + 2 Probes (120cm TriSCAN) + 3 years IrriMAX Live + SIM Card/Data Plan for x3 years | 4825.93 | Broad multi-probe deep field system incorporating a powerful Multi gateway monitoring two 120cm TriSCAN soil profiling probes. Offloads real-time logs via integrated cellular hardware. Packaged with a 3-year cell plan and 3 years of IrriMAX Live. | Yes | Yes, Training online, and via Sentek authorised dealers, and self-train via User Manuals | Yes, Training online, and via Sentek authorised dealers, and self-train via User Manuals | Partially Eligible Bundle | Itemised component breakdown required and must be provided when the claim is lodged, in accordance with the Grant Opportunity Guidelines. Funding will only be assessed against eligible components. | Multi unit, probe
10907 | 1474826 | Elders Rural Servies Australia Limited | 05877 Multi + 2 Probes (120cm TriSCAN) + Rain Gauge + Air Temp + 3 years IrriMAX Live + SIM Card/Data Plan for x3 years | 4825.93 | Premium farm matrix: high-tier Multi logger, two deep 120cm TriSCAN probes, rain gauge, and air temp sensor. Streams over mobile cell networks. Includes 3 years of SIM data and a 3-year IrriMAX Live license. | Yes | Yes, Training online, and via Sentek authorised dealers, and self-train via User Manuals | Yes, Training online, and via Sentek authorised dealers, and self-train via User Manuals | Partially Eligible Bundle | Itemised component breakdown required and must be provided when the claim is lodged, in accordance with the Grant Opportunity Guidelines. Funding will only be assessed against eligible components. | Multi unit, probe, rain gauge, air temperature sensors
10927 | 1474826 | Elders Rural Servies Australia Limited | 04991 Sentek AWS WiFi with Solar Rad + 60cm DD Fixed cable Moisture Probe+ 1 year IrriMAX & Data Plan | 4799.28 | Connected farm climate station featuring a Wi-Fi Automated Weather Station with Solar Radiation, paired to a 60cm Drill & Drop moisture probe. Streams atmospheric and soil data via Wi-Fi. Includes 1-year data plan and IrriMAX software. | Yes | Yes, Training online, and via Sentek authorised dealers, and self-train via User Manuals | Yes, Training online, and via Sentek authorised dealers, and self-train via User Manuals | Partially Eligible Bundle | Itemised component breakdown required and must be provided when the claim is lodged, in accordance with the Grant Opportunity Guidelines. Funding will only be assessed against eligible components. | Weather station, probe
10918 | 1474826 | Elders Rural Servies Australia Limited | 04981 Sentek AWS 4G with Solar Rad + 30cm DD Fixed cable Moisture Probe+ 1 year IrriMAX & Data Plan | 4684.67 | Premium Automated Weather Station (AWS) with Solar Radiation tracking, paired with a 30cm Drill & Drop moisture probe via fixed cable. Utilizes on-board 4G cellular telemetry to relay profiles. Outfitted with 1 year of data plan and IrriMAX software. | Yes | Yes, Training online, and via Sentek authorised dealers, and self-train via User Manuals | Yes, Training online, and via Sentek authorised dealers, and self-train via User Manuals | Partially Eligible Bundle | Itemised component breakdown required and must be provided when the claim is lodged, in accordance with the Grant Opportunity Guidelines. Funding will only be assessed against eligible components. | Weather station, probe
10803 | 1474826 | Elders Rural Servies Australia Limited | Origo 6m Weather Station (XPS6M) - Rainfall, 3 x Temp & Humidity, Wind | 4673 | Origo's XPS-6M Weather Station is a compact, rugged station designed for local farm and regional monitoring. The unit is supplied ready for installation. Calculated values such as Delta-T and fire index are provided through the Origo.ag platform. | Yes | No | <not provided> | Eligible | Eligible for rebate funding. | N/A
10930 | 1474826 | Elders Rural Servies Australia Limited | 04994 Sentek AWS WiFi with Solar Rad + 30cm DD Fixed cable TriSCAN Probe+ 1 year IrriMAX & Data Plan | 4644.3 | Integrated farm tracking set featuring a Wi-Fi Automated Weather Station with Solar Rad linked to a 30cm TriSCAN Drill & Drop moisture/salinity probe. Feeds metrics over local Wi-Fi. Packaged with a 1-year data plan and IrriMAX software. | Yes | Yes, Training online, and via Sentek authorised dealers, and self-train via User Manuals | Yes, Training online, and via Sentek authorised dealers, and self-train via User Manuals | Partially Eligible Bundle | Itemised component breakdown required and must be provided when the claim is lodged, in accordance with the Grant Opportunity Guidelines. Funding will only be assessed against eligible components. | Weather station, probe
11129 | 1474826 | Elders Rural Servies Australia Limited | 10743 - C3+ Weather Station Kit | 4600 | C3+ module with a Davis Vantage Pro 2 weather station capable of evapotranspiration calculations and measures wind speed & direction, temperature, humidity, solar radiation & rain gauge. | Yes | Yes | Online Support | Eligible | Eligible for rebate funding. | N/A
10836 | 1474826 | Elders Rural Servies Australia Limited | 05812 NB+ 3 BT probe (30cm Moist+Temp) + 3 years IrriMAX Live + SIM Card/Data Plan for x3 years | 4580.87 | Multi-sensor array using a Nexus Blue telemetry hub paired via Bluetooth with three 30cm moisture and temperature probes. Relays data over cellular networks. Includes a 3-year SIM data plan and 3-year IrriMAX Live access. | Yes | Yes, Training online, and via Sentek authorised dealers, and self-train via User Manuals | Yes, Training online, and via Sentek authorised dealers, and self-train via User Manuals | Partially Eligible Bundle | Itemised component breakdown required and must be provided when the claim is lodged, in accordance with the Grant Opportunity Guidelines. Funding will only be assessed against eligible components. | Nexus Blue unit, probe
10855 | 1474826 | Elders Rural Servies Australia Limited | 05831 NB+ 2 BT probe (90cm Moist+Temp) + 3 years IrriMAX Live + SIM Card/Data Plan for x3 years | 4566.97 | Smart field kit leveraging a Nexus Blue master datalogger interfacing with two deep 90cm moisture and temperature probes via Bluetooth. Transmits via internal cellular gear. Packaged with a 3-year data SIM and IrriMAX Live. | Yes | Yes, Training online, and via Sentek authorised dealers, and self-train via User Manuals | Yes, Training online, and via Sentek authorised dealers, and self-train via User Manuals | Partially Eligible Bundle | Itemised component breakdown required and must be provided when the claim is lodged, in accordance with the Grant Opportunity Guidelines. Funding will only be assessed against eligible components. | Nexus Blue unit, probe
10926 | 1474826 | Elders Rural Servies Australia Limited | 04990 Sentek AWS WiFi with Solar Rad + 30cm DD Fixed cable Moisture Probe+ 1 year IrriMAX & Data Plan | 4494.67 | Automated Weather Station with Solar Radiation, wired to a 30cm Drill & Drop moisture probe. Relays combined micro-climate and soil metrics across local farm Wi-Fi. Packaged with a 1-year data plan and an IrriMAX software subscription. | Yes | Yes, Training online, and via Sentek authorised dealers, and self-train via User Manuals | Yes, Training online, and via Sentek authorised dealers, and self-train via User Manuals | Partially Eligible Bundle | Itemised component breakdown required and must be provided when the claim is lodged, in accordance with the Grant Opportunity Guidelines. Funding will only be assessed against eligible components. | Weather station, probe
10850 | 1474826 | Elders Rural Servies Australia Limited | 05826 NB+ 2 BT probe (60cm TriSCAN) + 3 years IrriMAX Live + SIM Card/Data Plan for x3 years | 4441.57 | Multi-sensor system linking a central Nexus Blue logger with two 60cm TriSCAN probes via Bluetooth. Utilizes cellular tech to upload moisture, temp, and salinity data. Includes a 3-year SIM plan and 3 years of IrriMAX Live. | Yes | Yes, Training online, and via Sentek authorised dealers, and self-train via User Manuals | Yes, Training online, and via Sentek authorised dealers, and self-train via User Manuals | Partially Eligible Bundle | Itemised component breakdown required and must be provided when the claim is lodged, in accordance with the Grant Opportunity Guidelines. Funding will only be assessed against eligible components. | Nexus Blue unit, probe
11130 | 1474826 | Elders Rural Servies Australia Limited | 10599 - C3+ 120cm Soil Probe Kit | 4400 | C3+ with Sentek 120cm Drill and Drop soil probe; measuring soil moisture and temperature. Kit includes: C3+ cell module, cellular antenna, enclosure and solar panel, Sentek soil probe with 16ft/5m cable. | Yes | Yes | Online Support | Partially Eligible Bundle | Itemised component breakdown required and must be provided when the claim is lodged, in accordance with the Grant Opportunity Guidelines. Funding will only be assessed against eligible components. | Cell module, antenna, probe
10898 | 1474826 | Elders Rural Servies Australia Limited | 05868 Multi + 2 Probes (120cm Moist+Temp) + 3 years IrriMAX Live + SIM Card/Data Plan for x3 years | 4260.79 | Connected soil profiling kit featuring a main Multi series logging gateway hosting two full 120cm moisture and temp probes. Delivers structural deep profiles via cell communication networks. Includes 3 years of continuous network data and IrriMAX Live. | Yes | Yes, Training online, and via Sentek authorised dealers, and self-train via User Manuals | Yes, Training online, and via Sentek authorised dealers, and self-train via User Manuals | Partially Eligible Bundle | Itemised component breakdown required and must be provided when the claim is lodged, in accordance with the Grant Opportunity Guidelines. Funding will only be assessed against eligible components. | Multi unit, probe
10904 | 1474826 | Elders Rural Servies Australia Limited | 05874 Multi + 2 Probes (120cm Moist+Temp) + Rain Gauge + Air Temp + 3 years IrriMAX Live + SIM Card/Data Plan for x3 years | 4260.79 | Environmental station utilizing a Multi master base connected to two 120cm soil moisture probes, a rain gauge, and an ambient air temp module. Employs cellular telemetry to transfer records. Includes 3 years of SIM data and 3 years of IrriMAX Live. | Yes | Yes, Training online, and via Sentek authorised dealers, and self-train via User Manuals | Yes, Training online, and via Sentek authorised dealers, and self-train via User Manuals | Partially Eligible Bundle | Itemised component breakdown required and must be provided when the claim is lodged, in accordance with the Grant Opportunity Guidelines. Funding will only be assessed against eligible components. | Multi unit, probe, rain gauge, air temperature sensors
10900 | 1474826 | Elders Rural Servies Australia Limited | 05870 Multi + 2 Probes (90cm TriSCAN) + 3 years IrriMAX Live + SIM Card/Data Plan for x3 years | 4213.53 | Soil health monitoring network combining a Multi series hub tracking data across two distinct 90cm TriSCAN soil profiling probes. Broadcasts telemetry via cellular data infrastructure. Includes 3 years of cell SIM data and 3 years of IrriMAX Live. | Yes | Yes, Training online, and via Sentek authorised dealers, and self-train via User Manuals | Yes, Training online, and via Sentek authorised dealers, and self-train via User Manuals | Partially Eligible Bundle | Itemised component breakdown required and must be provided when the claim is lodged, in accordance with the Grant Opportunity Guidelines. Funding will only be assessed against eligible components. | Multi unit, probe
10906 | 1474826 | Elders Rural Servies Australia Limited | 05876 Multi + 2 Probes (90cm TriSCAN) + Rain Gauge + Air Temp + 3 years IrriMAX Live + SIM Card/Data Plan for x3 years | 4213.53 | Weather bundle: Multi controller node, two 90cm TriSCAN probes, rain gauge, and air temp sensor. Uses cellular infrastructure to push analytics. Includes 3 years of continuous data and 3 years of IrriMAX Live. | Yes | Yes, Training online, and via Sentek authorised dealers, and self-train via User Manuals | Yes, Training online, and via Sentek authorised dealers, and self-train via User Manuals | Partially Eligible Bundle | Itemised component breakdown required and must be provided when the claim is lodged, in accordance with the Grant Opportunity Guidelines. Funding will only be assessed against eligible components. | Multi unit, probe, rain gauge, air temperature sensors
11180 | 1474826 | Elders Rural Servies Australia Limited | GoWeather | 4160 | An advanced, on-farm automated weather station that records critical localized meteorological data. Aligns perfectly with Environmental Monitoring by delivering live micro-climate insights, calculating delta-T for optimized chemical application, and identifying frost risks. Utilizes integrated Cellular (LTE-M/4G) connectivity technology to stream automated field alerts. | Yes | No | Yes | Eligible | Eligible for rebate funding. | N/A
11131 | 1474826 | Elders Rural Servies Australia Limited | 10598 - C3+ 90cm Soil Probe Kit | 4100 | C3+ with Sentek 90cm Drill and Drop soil probe; measuring soil moisture and temperature. Kit includes: C3+ cell module, cellular antenna, enclosure and solar panel, Sentek soil probe with 16ft/5m cable. | Yes | Yes | Online Support | Partially Eligible Bundle | Itemised component breakdown required and must be provided when the claim is lodged, in accordance with the Grant Opportunity Guidelines. Funding will only be assessed against eligible components. | Cell module, antenna, probe
10845 | 1474826 | Elders Rural Servies Australia Limited | 05821 NB+ 2 BT probe (60cm Moist+Temp) + 3 years IrriMAX Live + SIM Card/Data Plan for x3 years | 4030.89 | Connected system using a Nexus Blue gateway that captures data from two 60cm moisture and temp probes using integrated Bluetooth wireless. Offloads logs via cell networks. Includes 3 years of SIM data and IrriMAX Live cloud tracking. | Yes | Yes, Training online, and via Sentek authorised dealers, and self-train via User Manuals | Yes, Training online, and via Sentek authorised dealers, and self-train via User Manuals | Partially Eligible Bundle | Itemised component breakdown required and must be provided when the claim is lodged, in accordance with the Grant Opportunity Guidelines. Funding will only be assessed against eligible components. | Nexus Blue unit, probe
10813 | 1474826 | Elders Rural Servies Australia Limited | Strato 1 Weather Station (ST1) * | 3999 | Weather Station, telemetry and mounting kit. Measures rainfall, humidity, temperature, and wind | Yes | No | <not provided> | Eligible | Eligible for rebate funding. | N/A
11132 | 1474826 | Elders Rural Servies Australia Limited | 10597 - C3+ 60cm Soil Probe Kit | 3800 | C3+ with Sentek 60cm Drill and Drop soil probe; measuring soil moisture and temperature. Kit includes: C3+ cell module, cellular antenna, enclosure and solar panel, Sentek soil probe with 16ft/5m cable. | Yes | Yes | Online Support | Partially Eligible Bundle | Itemised component breakdown required and must be provided when the claim is lodged, in accordance with the Grant Opportunity Guidelines. Funding will only be assessed against eligible components. | Cell module, antenna, probe
10840 | 1474826 | Elders Rural Servies Australia Limited | 05816 NB+ 2 BT probe (30cm TriSCAN) + 3 years IrriMAX Live + SIM Card/Data Plan for x3 years | 3776.49 | Multi-zone salinity/moisture array featuring a Nexus Blue logger communicating via Bluetooth with two 30cm TriSCAN probes. Uses integrated cellular telemetry. Bundled with a 3-year data plan and 3 years of IrriMAX Live cloud. | Yes | Yes, Training online, and via Sentek authorised dealers, and self-train via User Manuals | Yes, Training online, and via Sentek authorised dealers, and self-train via User Manuals | Partially Eligible Bundle | Itemised component breakdown required and must be provided when the claim is lodged, in accordance with the Grant Opportunity Guidelines. Funding will only be assessed against eligible components. | Nexus Blue unit, probe
11011 | 1474826 | Elders Rural Servies Australia Limited | AXT-WS-C42-A25 — Ultrasonic weather station plus UV & Rad | 3760 | Cellular - Ultrasonic weather station plus UV & Rad | Yes | No | Online Support and Manuals Provided | Eligible | Eligible for rebate funding. | N/A
10897 | 1474826 | Elders Rural Servies Australia Limited | 05867 Multi + 2 Probes (90cm Moist+Temp) + 3 years IrriMAX Live + SIM Card/Data Plan for x3 years | 3747.87 | Agricultural deployment set leveraging a specialized Multi telemetry logger operating two 90cm moisture and temp depth probes. Transmits tracking via cellular networks. Contains a 3-year cell plan subscription and 3 years of IrriMAX Live cloud service. | Yes | Yes, Training online, and via Sentek authorised dealers, and self-train via User Manuals | Yes, Training online, and via Sentek authorised dealers, and self-train via User Manuals | Partially Eligible Bundle | Itemised component breakdown required and must be provided when the claim is lodged, in accordance with the Grant Opportunity Guidelines. Funding will only be assessed against eligible components. | Multi unit, probe
10903 | 1474826 | Elders Rural Servies Australia Limited | 05873 Multi + 2 Probes (90cm Moist+Temp) + Rain Gauge + Air Temp + 3 years IrriMAX Live + SIM Card/Data Plan for x3 years | 3747.87 | Agronomic weather station featuring a Multi logging node with two deep 90cm moisture/temp probes, a rain gauge, and an integrated air temp reader. Sends live metrics over cell networks. Bundled with 3 years of network data and 3 years of IrriMAX Live. | Yes | Yes, Training online, and via Sentek authorised dealers, and self-train via User Manuals | Yes, Training online, and via Sentek authorised dealers, and self-train via User Manuals | Partially Eligible Bundle | Itemised component breakdown required and must be provided when the claim is lodged, in accordance with the Grant Opportunity Guidelines. Funding will only be assessed against eligible components. | Multi unit, probe, rain gauge, air temperature sensors
10636 | 1474826 | Elders Rural Servies Australia Limited | iData - Webgateway (9 Inputs), requires a mobile phone SIM (not included)* | 3700 | Solar Powered Radio Telemetry Kit for Environmental or Farm Management Sensors with Cellular Modem | Not intedend for self install | No | <not provided> | Eligible | Eligible for rebate funding. | N/A
10821 | 1474826 | Elders Rural Servies Australia Limited | EnviroPro 160 cm Soil Moisture Probe with EC ** | 3690 | Measures soil moisture, temperature and electrical conductivity at 16 depths (Sensors at 10cm intervals) | Yes | No | <not provided> | Eligible | Eligible for rebate funding. | N/A
11016 | 1474826 | Elders Rural Servies Australia Limited | AXT-WS-W95-A25 — Ultrasonic weather station plus UV & Rad | 3660 | WiFi - Ultrasonic weather station plus UV & Rad | Yes | No | Online Support and Manuals Provided | Eligible | Eligible for rebate funding. | N/A
10899 | 1474826 | Elders Rural Servies Australia Limited | 05869 Multi + 2 Probes (60cm TriSCAN) + 3 years IrriMAX Live + SIM Card/Data Plan for x3 years | 3622.21 | Salinity management bundle including a high-end Multi logging device wired to two 60cm TriSCAN multi-layer soil probes. Uses cellular connectivity to dispatch water, salt, and temp metrics. Accompanied by a 3-year SIM data plan and IrriMAX Live tools. | Yes | Yes, Training online, and via Sentek authorised dealers, and self-train via User Manuals | Yes, Training online, and via Sentek authorised dealers, and self-train via User Manuals | Partially Eligible Bundle | Itemised component breakdown required and must be provided when the claim is lodged, in accordance with the Grant Opportunity Guidelines. Funding will only be assessed against eligible components. | Multi unit, probe
10905 | 1474826 | Elders Rural Servies Australia Limited | 05875 Multi + 2 Probes (60cm TriSCAN) + Rain Gauge + Air Temp + 3 years IrriMAX Live + SIM Card/Data Plan for x3 years | 3622.21 | Integrated farm tracking set grouping a Multi data logger, two 60cm TriSCAN soil probes, a rain gauge, and an air temp reader. Feeds updates wirelessly over cellular networks. Packaged with a 3-year SIM data subscription and 3 years of IrriMAX Live. | Yes | Yes, Training online, and via Sentek authorised dealers, and self-train via User Manuals | Yes, Training online, and via Sentek authorised dealers, and self-train via User Manuals | Partially Eligible Bundle | Itemised component breakdown required and must be provided when the claim is lodged, in accordance with the Grant Opportunity Guidelines. Funding will only be assessed against eligible components. | Multi unit, probe, rain gauge, air temperature sensors
11021 | 1474826 | Elders Rural Servies Australia Limited | AXT-SP-C52-ST12T — AxisTech TriScan Soil Probe 1200mm | 3555 | Cellular - AxisTech TriScan Soil Probe 1200mm | Yes | No | Online Support and Manuals Provided | Eligible | Eligible for rebate funding. | N/A
10869 | 1474826 | Elders Rural Servies Australia Limited | 05845 NB+ 1 BT probe (120cm TriSCAN) + 3 years IrriMAX Live + SIM Card/Data Plan for x3 years | 3509.07 | Specialized sub-soil sensing package combining a Nexus Blue logging master with one long 120cm TriSCAN probe (water, temp, salinity) via Bluetooth. Uses cell modules to sync. Comes with 3 years of SIM data and IrriMAX Live tools. | Yes | Yes, Training online, and via Sentek authorised dealers, and self-train via User Manuals | Yes, Training online, and via Sentek authorised dealers, and self-train via User Manuals | Partially Eligible Bundle | Itemised component breakdown required and must be provided when the claim is lodged, in accordance with the Grant Opportunity Guidelines. Funding will only be assessed against eligible components. | Nexus Blue unit, probe
10835 | 1474826 | Elders Rural Servies Australia Limited | 05811 NB+ 2 BT probe (30cm Moist+Temp) + 3 years IrriMAX Live + SIM Card/Data Plan for x3 years | 3503.91 | Connected farm package consisting of a Nexus Blue logger utilizing Bluetooth to sync with two 30cm moisture and temperature probes. Sends data via cellular networks. Includes 3 years of SIM data and IrriMAX Live cloud access. | Yes | Yes, Training online, and via Sentek authorised dealers, and self-train via User Manuals | Yes, Training online, and via Sentek authorised dealers, and self-train via User Manuals | Partially Eligible Bundle | Itemised component breakdown required and must be provided when the claim is lodged, in accordance with the Grant Opportunity Guidelines. Funding will only be assessed against eligible components. | Nexus Blue unit, probe
11133 | 1474826 | Elders Rural Servies Australia Limited | 10596 - C3+ 30cm Soil Probe Kit | 3500 | C3+ with Sentek 30cm Drill and Drop soil probe; measuring soil moisture and temperature. Kit includes: C3+ cell module, cellular antenna, enclosure and solar panel, Sentek soil probe with 16ft/5m cable. | Yes | Yes | Online Support | Partially Eligible Bundle | Itemised component breakdown required and must be provided when the claim is lodged, in accordance with the Grant Opportunity Guidelines. Funding will only be assessed against eligible components. | Cell module, antenna, probe
11134 | 1474826 | Elders Rural Servies Australia Limited | 10730 - Solo+ Soil Moisture 120cm Bundle, Standalone | 3500 | Solo+ with Sentek 120cm Drill and Drop soil probe; measuring soil moisture and temperature. Bundle includes: Solo+ cell telemetry, cellular antenna, solar panel and Sentek soil probe with 16ft/5m cable. Does not include Sentek installation kit, auger or user supplied mounting pole. | Yes | Yes | Online Support | Partially Eligible Bundle | Itemised component breakdown required and must be provided when the claim is lodged, in accordance with the Grant Opportunity Guidelines. Funding will only be assessed against eligible components. | Telemetry, antenna, probe
11029 | 1474826 | Elders Rural Servies Australia Limited | AXT-SP-W85-ST12T — AxisTech TriScan Soil Probe 1200mm | 3480 | WiFi - AxisTech TriScan Soil Probe 1200mm | Yes | No | Online Support and Manuals Provided | Eligible | Eligible for rebate funding. | N/A
10895 | 1474826 | Elders Rural Servies Australia Limited | 05865 PLUS + 1 Probe (120cm TriSCAN DD) + 3 years IrriMAX Live + SIM Card/Data Plan for x3 years | 3424.76 | Deep root analytics bundle: expandable PLUS logger with a 120cm TriSCAN Drill & Drop water, temp, and salt probe. Uploads via cellular networks. Includes a 3-year SIM data plan and a 3-year IrriMAX Live license. | Yes | Yes, Training online, and via Sentek authorised dealers, and self-train via User Manuals | Yes, Training online, and via Sentek authorised dealers, and self-train via User Manuals | Partially Eligible Bundle | Itemised component breakdown required and must be provided when the claim is lodged, in accordance with the Grant Opportunity Guidelines. Funding will only be assessed against eligible components. | PLUS unit, probe
11009 | 1474826 | Elders Rural Servies Australia Limited | AXT-WS-C42-A24A — Ultrasonic weather station plus UV | 3400 | Cellular - Ultrasonic weather station plus UV | Yes | No | Online Support and Manuals Provided | Eligible | Eligible for rebate funding. | N/A
10802 | 1474826 | Elders Rural Servies Australia Limited | Origo 2m Weather Station (XPS2M) - Rainfall, Temp & Humidity, Wind | 3393 | Origo's XPS-2M Weather Station is a compact, rugged station designed for local farm and regional monitoring. The unit is supplied ready for installation. Calculated values such as Delta-T and fire index are provided through the Origo.ag platform. | Yes | No | <not provided> | Eligible | Eligible for rebate funding. | N/A
10643 | 1474826 | Elders Rural Servies Australia Limited | iData - Webgateway Dual, requires a mobile phone SIM (not included)* | 3355 | Solar Powered Radio Telemetry Kit for Environmental or Farm Management Sensors with Cellular Modem, with outputs to control two devices | Not intedend for self install | No | <not provided> | Eligible | Eligible for rebate funding. | N/A
11010 | 1474826 | Elders Rural Servies Australia Limited | AXT-WS-C42-A24B — Ultrasonic weather station plus Rad | 3350 | Cellular - Ultrasonic weather station plus Rad | Yes | No | Online Support and Manuals Provided | Eligible | Eligible for rebate funding. | N/A
11014 | 1474826 | Elders Rural Servies Australia Limited | AXT-WS-W95-A24A — Ultrasonic weather station plus UV | 3350 | WiFi - Ultrasonic weather station plus UV | Yes | No | Online Support and Manuals Provided | Eligible | Eligible for rebate funding. | N/A
10688 | 1474826 | Elders Rural Servies Australia Limited | EnviroPro Sub Surface 160S Moisture, Temp, Salinity Probe | 3320 | Soil Mositure Probe - connects by cable to Telemetry Kit | Not intedend for self install | No | <not provided> | Eligible | Eligible for rebate funding. | N/A
10889 | 1474826 | Elders Rural Servies Australia Limited | 05857 Compact DTU + 120cm TriSCAN + 3 years IrriMAX Live + SIM Card/Data Plan for x3 years | 3312.67 | Deep-soil telemetry configuration combining a Compact Data Transmission Unit (DTU) with a 120cm TriSCAN multi-layer soil probe. Broadcasts soil stats through cellular data channels. Features 3 years of SIM data access and a 3-year IrriMAX Live account. | Yes | Yes, Training online, and via Sentek authorised dealers, and self-train via User Manuals | Yes, Training online, and via Sentek authorised dealers, and self-train via User Manuals | Partially Eligible Bundle | Itemised component breakdown required and must be provided when the claim is lodged, in accordance with the Grant Opportunity Guidelines. Funding will only be assessed against eligible components. | 05857 Compact DTU + 120cm TriSCAN
11015 | 1474826 | Elders Rural Servies Australia Limited | AXT-WS-W95-A25B — Ultrasonic weather station plus Rad | 3250 | WiFi - Ultrasonic weather station plus Rad | Yes | No | Online Support and Manuals Provided | Eligible | Eligible for rebate funding. | N/A
10864 | 1474826 | Elders Rural Servies Australia Limited | 05840 NB+ 1 BT probe (120cm Moist+Temp) + 3 years IrriMAX Live + SIM Card/Data Plan for x3 years | 3226.07 | Deep-profile monitoring layout combining a Nexus Blue cellular logger with an extra-long 120cm soil moisture and temp probe linked over Bluetooth. Uses cellular tech. Includes 3 years of SIM data and IrriMAX Live cloud tracking. | Yes | Yes, Training online, and via Sentek authorised dealers, and self-train via User Manuals | Yes, Training online, and via Sentek authorised dealers, and self-train via User Manuals | Partially Eligible Bundle | Itemised component breakdown required and must be provided when the claim is lodged, in accordance with the Grant Opportunity Guidelines. Funding will only be assessed against eligible components. | Nexus Blue unit, probe
10859 | 1474826 | Elders Rural Servies Australia Limited | 05835 NB+ 1 BT probe (90cm TriSCAN) + 3 years IrriMAX Live + SIM Card/Data Plan for x3 years | 3202.74 | Comprehensive ag-tech package featuring a Nexus Blue terminal communicating via Bluetooth to one 90cm TriSCAN soil profile probe. Directs water and salt data over cellular networks. Includes 3 years of SIM data and IrriMAX Live. | Yes | Yes, Training online, and via Sentek authorised dealers, and self-train via User Manuals | Yes, Training online, and via Sentek authorised dealers, and self-train via User Manuals | Partially Eligible Bundle | Itemised component breakdown required and must be provided when the claim is lodged, in accordance with the Grant Opportunity Guidelines. Funding will only be assessed against eligible components. | Nexus Blue unit, probe
11135 | 1474826 | Elders Rural Servies Australia Limited | 10729 - Solo+ Soil Moisture 90cm Bundle, Standalone | 3200 | Solo+ with Sentek 90cm Drill and Drop soil probe; measuring soil moisture and temperature. Bundle includes: Solo+ cell telemetry, cellular antenna, solar panel and Sentek soil probe with 16ft/5m cable. Does not include Sentek installation kit, auger or user supplied mounting pole. | Yes | Yes | Online Support | Partially Eligible Bundle | Itemised component breakdown required and must be provided when the claim is lodged, in accordance with the Grant Opportunity Guidelines. Funding will only be assessed against eligible components. | Telemetry, antenna, probe
10896 | 1474826 | Elders Rural Servies Australia Limited | 05866 Multi + 2 Probes (60cm Moist+Temp) + 3 years IrriMAX Live + SIM Card/Data Plan for x3 years | 3188.67 | Connected agricultural solution using an advanced Multi telemetry datalogger running two independent 60cm moisture and temp probes. Reports profiles via mobile cellular pathways. Includes an active 3-year SIM data plan and 3 years of IrriMAX Live. | Yes | Yes, Training online, and via Sentek authorised dealers, and self-train via User Manuals | Yes, Training online, and via Sentek authorised dealers, and self-train via User Manuals | Partially Eligible Bundle | Itemised component breakdown required and must be provided when the claim is lodged, in accordance with the Grant Opportunity Guidelines. Funding will only be assessed against eligible components. | Multi unit, probe
10902 | 1474826 | Elders Rural Servies Australia Limited | 05872 Multi + 2 Probes (60cm Moist+Temp) + Rain Gauge + Air Temp + 3 years IrriMAX Live + SIM Card/Data Plan for x3 years | 3188.67 | Connected ag-tech platform deploying a Multi datalogger running two 60cm moisture/temp probes, a rain gauge, and an ambient air temp sensor. Connects over mobile cell towers. Features a 3-year SIM data plan and 3 years of IrriMAX Live tracking software. | Yes | Yes, Training online, and via Sentek authorised dealers, and self-train via User Manuals | Yes, Training online, and via Sentek authorised dealers, and self-train via User Manuals | Partially Eligible Bundle | Itemised component breakdown required and must be provided when the claim is lodged, in accordance with the Grant Opportunity Guidelines. Funding will only be assessed against eligible components. | Multi unit, probe, rain gauge, air temperature sensors
10833 | 1474826 | Elders Rural Servies Australia Limited | 05808 IOT + 120cm TriSCAN DD Probe + 3 years IrriMAX Live + SIM Card/Data Plan for x3 years | 3176.45 | Premium ag-tech bundle including an IoT datalogger and deep 120cm TriSCAN probe tracking moisture, temperature, and salinity. Uses cellular telemetry and includes a 3-year SIM data plan plus IrriMAX Live cloud features. | Yes | Yes, Training online, and via Sentek authorised dealers, and self-train via User Manuals | Yes, Training online, and via Sentek authorised dealers, and self-train via User Manuals | Partially Eligible Bundle | Itemised component breakdown required and must be provided when the claim is lodged, in accordance with the Grant Opportunity Guidelines. Funding will only be assessed against eligible components. | IOT logger + 120cm TriSCAN DD Probe
10894 | 1474826 | Elders Rural Servies Australia Limited | 05864 PLUS + 1 Probe (90cm TriSCAN DD) + 3 years IrriMAX Live + SIM Card/Data Plan for x3 years | 3147.64 | Soil analytics kit with an expandable PLUS logger and a 90cm TriSCAN Drill & Drop moisture, temp, and salt probe. Uses cellular tech to upload data. Includes 3-year SIM data plans and a 3-year IrriMAX Live license. | Yes | Yes, Training online, and via Sentek authorised dealers, and self-train via User Manuals | Yes, Training online, and via Sentek authorised dealers, and self-train via User Manuals | Partially Eligible Bundle | Itemised component breakdown required and must be provided when the claim is lodged, in accordance with the Grant Opportunity Guidelines. Funding will only be assessed against eligible components. | PLUS unit, probe
10913 | 1474826 | Elders Rural Servies Australia Limited | 05887 All-In-One 4G CATM, E/Scan 150cm T/ScanSlurry + 3 years IrriMAX Live + SIM Card/Data Plan for x3 years | 3119.04 | Deep subsoil analytics package: 4G LTE-M mobile link inside a 150cm EnviroSCAN TriSCAN slurry probe. Streams high-fidelity salt and water telemetry. Outfitted with 3 years of SIM data and 3 years of IrriMAX Live. | Yes | Yes, Training online, and via Sentek authorised dealers, and self-train via User Manuals | Yes, Training online, and via Sentek authorised dealers, and self-train via User Manuals | Partially Eligible Bundle | Itemised component breakdown required and must be provided when the claim is lodged, in accordance with the Grant Opportunity Guidelines. Funding will only be assessed against eligible components. | All-In-One 4G CATM, E/Scan 150cm Moist Slurry
11025 | 1474826 | Elders Rural Servies Australia Limited | AXT-SP-C52-ST12D — AxisTech Dual Scan Soil Probe 1200mm | 3095 | Cellular - AxisTech Dual Scan Soil Probe 1200mm | Yes | No | Online Support and Manuals Provided | Eligible | Eligible for rebate funding. | N/A
10912 | 1474826 | Elders Rural Servies Australia Limited | 05886 All-In-One 4G CATM, E/Scan 100cm T/Scan Slurry + 3 years IrriMAX Live + SIM Card/Data Plan for x3 years | 3079.29 | Ag-tech deployment combining a built-in 4G LTE-M cell unit within a 100cm EnviroSCAN TriSCAN slurry probe tracking water and salt. Feeds real-time logs over cell channels. Includes a 3-year network data plan and 3 years of active IrriMAX Live access. | Yes | Yes, Training online, and via Sentek authorised dealers, and self-train via User Manuals | Yes, Training online, and via Sentek authorised dealers, and self-train via User Manuals | Partially Eligible Bundle | Itemised component breakdown required and must be provided when the claim is lodged, in accordance with the Grant Opportunity Guidelines. Funding will only be assessed against eligible components. | All-In-One 4G CATM, E/Scan 100cm Moist Slurry
11020 | 1474826 | Elders Rural Servies Australia Limited | AXT-SP-C52-ST9T — AxisTech TriScan Soil Probe 900mm | 3055 | Cellular - AxisTech TriScan Soil Probe 900mm | Yes | No | Online Support and Manuals Provided | Eligible | Eligible for rebate funding. | N/A
10911 | 1474826 | Elders Rural Servies Australia Limited | 05885 All-In-One 4G CATM, E/Scan 50cm T/Scan Slurry + 3 years IrriMAX Live + SIM Card/Data Plan for x3 years | 3045.21 | Multi-sensor salinity tool: 4G LTE-M cell engine inside a 50cm EnviroSCAN TriSCAN slurry probe. Delivers soil water, salt, and temp metrics. Includes 3 years of continuous SIM data and 3 years of IrriMAX Live. | Yes | Yes, Training online, and via Sentek authorised dealers, and self-train via User Manuals | Yes, Training online, and via Sentek authorised dealers, and self-train via User Manuals | Partially Eligible Bundle | Itemised component breakdown required and must be provided when the claim is lodged, in accordance with the Grant Opportunity Guidelines. Funding will only be assessed against eligible components. | All-In-One 4G CATM, E/Scan 50cm Moist Slurry
11033 | 1474826 | Elders Rural Servies Australia Limited | AXT-SP-W85-ST12D — AxisTech Dual Scan Soil Probe 1200mm | 3020 | WiFi - AxisTech Dual Scan Soil Probe 1200mm | Yes | No | Online Support and Manuals Provided | Eligible | Eligible for rebate funding. | N/A
10888 | 1474826 | Elders Rural Servies Australia Limited | 05856 Compact DTU + 90cm TriSCAN + 3 years IrriMAX Live + SIM Card/Data Plan for x3 years | 3007.16 | Agronomy package containing a Compact Data Transmission Unit (DTU) alongside a deep 90cm TriSCAN profile probe for water/salt analytics. Employs cellular tech for log tracking. Includes an active 3-year SIM data plan and 3 years of IrriMAX Live. | Yes | Yes, Training online, and via Sentek authorised dealers, and self-train via User Manuals | Yes, Training online, and via Sentek authorised dealers, and self-train via User Manuals | Partially Eligible Bundle | Itemised component breakdown required and must be provided when the claim is lodged, in accordance with the Grant Opportunity Guidelines. Funding will only be assessed against eligible components. | 05856 Compact DTU + 90cm TriSCAN
11028 | 1474826 | Elders Rural Servies Australia Limited | AXT-SP-W85-ST9T — AxisTech TriScan Soil Probe 900mm | 2980 | WiFi - AxisTech TriScan Soil Probe 900mm | Yes | No | Online Support and Manuals Provided | Eligible | Eligible for rebate funding. | N/A
10854 | 1474826 | Elders Rural Servies Australia Limited | 05830 NB+ 1 BT probe (90cm Moist+Temp) + 3 years IrriMAX Live + SIM Card/Data Plan for x3 years | 2958.49 | Connected soil sensing kit comprising a Nexus Blue node linked via Bluetooth to a deep 90cm moisture and temperature probe. Delivers deep root data over cellular networks. Comes with 3 years of data and an IrriMAX Live license. | Yes | Yes, Training online, and via Sentek authorised dealers, and self-train via User Manuals | Yes, Training online, and via Sentek authorised dealers, and self-train via User Manuals | Partially Eligible Bundle | Itemised component breakdown required and must be provided when the claim is lodged, in accordance with the Grant Opportunity Guidelines. Funding will only be assessed against eligible components. | Nexus Blue unit, probe
10885 | 1474826 | Elders Rural Servies Australia Limited | 05853 Compact DTU + 120cm Moist+Temp DD Probe + 3 years IrriMAX Live + SIM Card/Data Plan for x3 years | 2957.57 | Deep subsoil logging kit featuring a Compact Data Transmission Unit (DTU) matched with a 120cm Drill & Drop moisture and temp probe. Connects via remote cellular telemetry. Includes 3 years of SIM data and 3 years of IrriMAX Live subscription. | Yes | Yes, Training online, and via Sentek authorised dealers, and self-train via User Manuals | Yes, Training online, and via Sentek authorised dealers, and self-train via User Manuals | Partially Eligible Bundle | Itemised component breakdown required and must be provided when the claim is lodged, in accordance with the Grant Opportunity Guidelines. Funding will only be assessed against eligible components. | 05853 Compact DTU + 120cm Moist+Temp DD Probe
10892 | 1474826 | Elders Rural Servies Australia Limited | 05861 PLUS + 1 Probe (120cm Moist+Temp DD) + 3 years IrriMAX Live + SIM Card/Data Plan for x3 years | 2911.07 | Soil profile package deploying a rugged PLUS telemetry gateway paired with a 120cm Drill & Drop moisture and temp probe. Relays data via cell network connectivity. Bundled with 3 years of active SIM data transfer and 3 years of IrriMAX Live access. | Yes | Yes, Training online, and via Sentek authorised dealers, and self-train via User Manuals | Yes, Training online, and via Sentek authorised dealers, and self-train via User Manuals | Partially Eligible Bundle | Itemised component breakdown required and must be provided when the claim is lodged, in accordance with the Grant Opportunity Guidelines. Funding will only be assessed against eligible components. | PLUS unit, probe
11136 | 1474826 | Elders Rural Servies Australia Limited | 10728 - Solo+ Soil Moisture 60cm Bundle, Standalone | 2900 | Solo+ with Sentek 60cm Drill and Drop soil probe; measuring soil moisture and temperature. Bundle includes: Solo+ cell telemetry, cellular antenna, solar panel and Sentek soil probe with 16ft/5m cable. Does not include Sentek installation kit, auger or user supplied mounting pole. | Yes | Yes | Online Support | Partially Eligible Bundle | Itemised component breakdown required and must be provided when the claim is lodged, in accordance with the Grant Opportunity Guidelines. Funding will only be assessed against eligible components. | Telemetry, antenna, probe
10849 | 1474826 | Elders Rural Servies Australia Limited | 05825 NB+ 1 BT probe (60cm TriSCAN) + 3 years IrriMAX Live + SIM Card/Data Plan for x3 years | 2895.79 | Advanced soil logging bundle featuring a cellular Nexus Blue unit talking to a single 60cm TriSCAN probe over internal Bluetooth. Transmits to cloud over cellular networks. Includes a 3-year data plan and IrriMAX Live subscription. | Yes | Yes, Training online, and via Sentek authorised dealers, and self-train via User Manuals | Yes, Training online, and via Sentek authorised dealers, and self-train via User Manuals | Partially Eligible Bundle | Itemised component breakdown required and must be provided when the claim is lodged, in accordance with the Grant Opportunity Guidelines. Funding will only be assessed against eligible components. | Nexus Blue unit, probe
10829 | 1474826 | Elders Rural Servies Australia Limited | 05803 IOT + 120cm Moist+Temp DD Probe + 3 years IrriMAX Live + SIM Card/Data Plan for x3 years | 2893.87 | Smart farming telemetry system combining an IoT datalogger with a deep 120cm Drill & Drop moisture and temperature probe. Includes 3 years of cellular data transmission and 3 years of IrriMAX Live cloud software access. | Yes | Yes, Training online, and via Sentek authorised dealers, and self-train via User Manuals | Yes, Training online, and via Sentek authorised dealers, and self-train via User Manuals | Partially Eligible Bundle | Itemised component breakdown required and must be provided when the claim is lodged, in accordance with the Grant Opportunity Guidelines. Funding will only be assessed against eligible components. | Logger, soil moisture and temperature probe
10910 | 1474826 | Elders Rural Servies Australia Limited | 05882 All-In-One 4G CATM, E/Scan 150cm Moist Slurry + 3 years IrriMAX Live + SIM Card/Data Plan for x3 years | 2891.9 | Long-profile agronomic probe integrating a 4G LTE-M cell radio directly into a deep 150cm EnviroSCAN moisture slurry probe. Relays live field data over cell networks. Bundled with 3 years of cellular SIM data plan and 3 years of IrriMAX Live access. | Yes | Yes, Training online, and via Sentek authorised dealers, and self-train via User Manuals | Yes, Training online, and via Sentek authorised dealers, and self-train via User Manuals | Partially Eligible Bundle | Itemised component breakdown required and must be provided when the claim is lodged, in accordance with the Grant Opportunity Guidelines. Funding will only be assessed against eligible components. | All-In-One 4G CATM, E/Scan 150cm Moist Slurry
10832 | 1474826 | Elders Rural Servies Australia Limited | 05807 IOT + 90cm TriSCAN DD Probe + 3 years IrriMAX Live + SIM Card/Data Plan for x3 years | 2870.25 | Connected ag-tech kit featuring an IoT datalogger and a 90cm TriSCAN probe for moisture, temperature, and salinity profiles. Leverages cellular tech for continuous data transfers. Includes 3 years of SIM data and IrriMAX Live. | Yes | Yes, Training online, and via Sentek authorised dealers, and self-train via User Manuals | Yes, Training online, and via Sentek authorised dealers, and self-train via User Manuals | Partially Eligible Bundle | Itemised component breakdown required and must be provided when the claim is lodged, in accordance with the Grant Opportunity Guidelines. Funding will only be assessed against eligible components. | IOT logger + 90cm TriSCAN DD Probe
10909 | 1474826 | Elders Rural Servies Australia Limited | 05881 All-In-One 4G CATM, E/Scan 100cm Moist Slurry + 3 years IrriMAX Live + SIM Card/Data Plan for x3 years | 2852.14 | Connected soil sensing terminal pairing a 4G LTE-M mobile communicator within a 100cm EnviroSCAN moisture slurry probe. Uses low-power cellular network capabilities to upload profiles. Outfitted with 3 years of cell data and 3 years of IrriMAX Live. | Yes | Yes, Training online, and via Sentek authorised dealers, and self-train via User Manuals | Yes, Training online, and via Sentek authorised dealers, and self-train via User Manuals | Partially Eligible Bundle | Itemised component breakdown required and must be provided when the claim is lodged, in accordance with the Grant Opportunity Guidelines. Funding will only be assessed against eligible components. | All-In-One 4G CATM, E/Scan 100cm Moist Slurry
10891 | 1474826 | Elders Rural Servies Australia Limited | 05860 PLUS + 1 Probe (90cm Moist+Temp DD) + 3 years IrriMAX Live + SIM Card/Data Plan for x3 years | 2836.84 | Expandable field tracking kit utilizing a PLUS series datalogger bundle equipped with a 90cm Drill & Drop soil moisture and temp probe. Dispatches field profiles using wireless cellular communication. Packaged with a 3-year data plan and IrriMAX Live. | Yes | Yes, Training online, and via Sentek authorised dealers, and self-train via User Manuals | Yes, Training online, and via Sentek authorised dealers, and self-train via User Manuals | Partially Eligible Bundle | Itemised component breakdown required and must be provided when the claim is lodged, in accordance with the Grant Opportunity Guidelines. Funding will only be assessed against eligible components. | PLUS unit, probe
10908 | 1474826 | Elders Rural Servies Australia Limited | 05880 All-In-One 4G CATM, E/Scan 50cm Moist Slurry + 3 years IrriMAX Live + SIM Card/Data Plan for x3 years | 2818.07 | Integrated ag-tech tracking node combining a 4G LTE-M cell communicator inside an EnviroSCAN 50cm moisture probe for slurry setups. Delivers data streams. Includes 3 years of SIM access and 3 years of IrriMAX Live. | Yes | Yes, Training online, and via Sentek authorised dealers, and self-train via User Manuals | Yes, Training online, and via Sentek authorised dealers, and self-train via User Manuals | Partially Eligible Bundle | Itemised component breakdown required and must be provided when the claim is lodged, in accordance with the Grant Opportunity Guidelines. Funding will only be assessed against eligible components. | All-In-One 4G CATM, E/Scan 50cm Moist Slurry
11054 | 1474826 | Elders Rural Servies Australia Limited | AXT-GS-C66-GAS — Gas Sensor - Odour levels, Co2, NH3,CH4, CO, CO2, Temp, Humid | 2800 | Cellular - Gas Sensor - Odour levels, Co2, NH3,CH4, CO, CO2, Temp, Humid | Yes | No | Online Support and Manuals Provided | Eligible | Eligible for rebate funding. | N/A
10887 | 1474826 | Elders Rural Servies Australia Limited | 05855 Compact DTU + 60cm TriSCAN + 3 years IrriMAX Live + SIM Card/Data Plan for x3 years | 2777.37 | Soil salinity system featuring a Compact Data Transmission Unit (DTU) connected to a 60cm TriSCAN multi-sensor probe. Relays updates via cellular telecommunication network pathways. Bundled with 3 years of cell SIM services and 3 years of IrriMAX Live. | Yes | Yes, Training online, and via Sentek authorised dealers, and self-train via User Manuals | Yes, Training online, and via Sentek authorised dealers, and self-train via User Manuals | Partially Eligible Bundle | Itemised component breakdown required and must be provided when the claim is lodged, in accordance with the Grant Opportunity Guidelines. Funding will only be assessed against eligible components. | 05855 Compact DTU + 60cm TriSCAN
10634 | 1474826 | Elders Rural Servies Australia Limited | iData - Web 4G (9 Inputs) , requires a mobile phone SIM (not included)* | 2775 | Solar Powered Telemetry Kit for Environmental or Farm Management Sensors with Cellular Modem | Not intedend for self install | No | <not provided> | Eligible | Eligible for rebate funding. | N/A
10635 | 1474826 | Elders Rural Servies Australia Limited | iData - Web 4G (9 Inputs) with 240v Plug Pack, requires a mobile phone SIM (not included)* | 2775 | Mains Powered Telemetry Kit for Environmental or Farm Management Sensors with Cellular Modem | Not intedend for self install | No | <not provided> | Eligible | Eligible for rebate funding. | N/A
10893 | 1474826 | Elders Rural Servies Australia Limited | 05863 PLUS + 1 Probe (60cm TriSCAN DD) + 3 years IrriMAX Live + SIM Card/Data Plan for x3 years | 2720.85 | Salinity intelligence package comprising a PLUS series logging interface equipped with a 60cm TriSCAN Drill & Drop probe. Utilizes integrated cellular telemetry for field tracking. Packaged with a 3-year data contract and 3 years of IrriMAX Live cloud. | Yes | Yes, Training online, and via Sentek authorised dealers, and self-train via User Manuals | Yes, Training online, and via Sentek authorised dealers, and self-train via User Manuals | Partially Eligible Bundle | Itemised component breakdown required and must be provided when the claim is lodged, in accordance with the Grant Opportunity Guidelines. Funding will only be assessed against eligible components. | PLUS unit, probe
10884 | 1474826 | Elders Rural Servies Australia Limited | 05852 Compact DTU + 90cm Moist+Temp DD Probe + 3 years IrriMAX Live + SIM Card/Data Plan for x3 years | 2701.66 | Agricultural telemetry set containing a Compact Data Transmission Unit (DTU) wired to a deep 90cm Drill & Drop moisture and temp probe. Relays live field data over cellular infrastructure. Includes a 3-year SIM data plan and 3 years of IrriMAX Live. | Yes | Yes, Training online, and via Sentek authorised dealers, and self-train via User Manuals | Yes, Training online, and via Sentek authorised dealers, and self-train via User Manuals | Partially Eligible Bundle | Itemised component breakdown required and must be provided when the claim is lodged, in accordance with the Grant Opportunity Guidelines. Funding will only be assessed against eligible components. | 05852 Compact DTU + 90cm Moist+Temp DD Probe
10844 | 1474826 | Elders Rural Servies Australia Limited | 05820 NB+ 1 BT probe (60cm Moist+Temp) + 3 years IrriMAX Live + SIM Card/Data Plan for x3 years | 2690.44 | Telemetry kit combining a cellular Nexus Blue logger with an extended 60cm profile moisture and temperature probe over Bluetooth. Streams data over cell networks. Includes 3 years of SIM access and 3 years of IrriMAX Live. | Yes | Yes, Training online, and via Sentek authorised dealers, and self-train via User Manuals | Yes, Training online, and via Sentek authorised dealers, and self-train via User Manuals | Partially Eligible Bundle | Itemised component breakdown required and must be provided when the claim is lodged, in accordance with the Grant Opportunity Guidelines. Funding will only be assessed against eligible components. | Nexus Blue unit, probe
11024 | 1474826 | Elders Rural Servies Australia Limited | AXT-SP-C52-ST9D — AxisTech Dual Scan Soil Probe 900mm | 2660 | Cellular - AxisTech Dual Scan Soil Probe 900mm | Yes | No | Online Support and Manuals Provided | Eligible | Eligible for rebate funding. | N/A
10877 | 1474826 | Elders Rural Servies Australia Limited | 05775 WiFi Link+ 90cm BT TriSCAN probe + 3 years IrriMAX | 2651.43 | Farming kit using a Wi-Fi Link device to collect data from a 90cm TriSCAN probe over Bluetooth. Transmits metrics seamlessly through the local farm Wi-Fi network infrastructure. Includes a 3-year subscription to IrriMAX analytics software. | Yes | Yes, Training online, and via Sentek authorised dealers, and self-train via User Manuals | Yes, Training online, and via Sentek authorised dealers, and self-train via User Manuals | Partially Eligible Bundle | Itemised component breakdown required and must be provided when the claim is lodged, in accordance with the Grant Opportunity Guidelines. Funding will only be assessed against eligible components. | WiFi Link, probe
10641 | 1474826 | Elders Rural Servies Australia Limited | iData - Webgateway Single, requires a mobile phone SIM (not included)* | 2650 | Solar Powered Radio Telemetry Kit for Environmental or Farm Management Sensors with Cellular Modem, with output to control one device | Not intedend for self install | No | <not provided> | Eligible | Eligible for rebate funding. | N/A
10642 | 1474826 | Elders Rural Servies Australia Limited | iData - Webgateway Single with 240v Plug Pack, requires a mobile phone SIM (not included)* | 2650 | Mains Powered Radio Telemetry Kit for Environmental or Farm Management Sensors with Cellular Modem, with outputs to control two devices | Not intedend for self install | No | <not provided> | Eligible | Eligible for rebate funding. | N/A
11045 | 1474826 | Elders Rural Servies Australia Limited | AXT-WM-C42-W55 — Water Flowmeter - Hunter HC Flow 50mm | 2650 | Cellular - Water Flowmeter - Hunter HC Flow 50mm | Yes | No | Online Support and Manuals Provided | Eligible | Eligible for rebate funding. | N/A
10828 | 1474826 | Elders Rural Servies Australia Limited | 05802 IOT + 90cm Moist+Temp DD Probe + 3 years IrriMAX Live + SIM Card/Data Plan for x3 years | 2625.85 | Connected ag-tech bundle featuring an IoT datalogger paired with a 90cm Drill & Drop soil moisture and temperature probe. Comes integrated with cellular data and a 3-year IrriMAX Live subscription for advanced tracking. | Yes | Yes, Training online, and via Sentek authorised dealers, and self-train via User Manuals | Yes, Training online, and via Sentek authorised dealers, and self-train via User Manuals | Partially Eligible Bundle | Itemised component breakdown required and must be provided when the claim is lodged, in accordance with the Grant Opportunity Guidelines. Funding will only be assessed against eligible components. | Logger, soil moisture and temperature probe
10917 | 1474826 | Elders Rural Servies Australia Limited | 01456 All-in-One TriSCAN Probe, 1.5m Std 4G AU + 1year IrriMAX Live + SIM Card/Data Plan for x1 year | 2616 | Ag sensor setup: all-in-one 1.5m standard TriSCAN probe (water, temp, salt) with an internal Australian 4G cell module. Delivers data via cell towers. Features 1 year of SIM data and 1 year of IrriMAX Live cloud. | Yes | Yes, Training online, and via Sentek authorised dealers, and self-train via User Manuals | Yes, Training online, and via Sentek authorised dealers, and self-train via User Manuals | Partially Eligible Bundle | Itemised component breakdown required and must be provided when the claim is lodged, in accordance with the Grant Opportunity Guidelines. Funding will only be assessed against eligible components. | Probe
11137 | 1474826 | Elders Rural Servies Australia Limited | 10726 - Solo+ Soil Moisture 30cm Bundle, Standalone | 2600 | Solo+ with Sentek 30cm Drill and Drop soil probe; measuring soil moisture and temperature. Bundle includes: Solo+ cell telemetry, cellular antenna, solar panel and Sentek soil probe with 16ft/5m cable. Does not include Sentek installation kit, auger or user supplied mounting pole. | Yes | Yes | Online Support | Partially Eligible Bundle | Itemised component breakdown required and must be provided when the claim is lodged, in accordance with the Grant Opportunity Guidelines. Funding will only be assessed against eligible components. | Telemetry, antenna, probe
10915 | 1474826 | Elders Rural Servies Australia Limited | 00956 All-in-One TriSCAN Probe, 1.0m Std 4G AU + 1year IrriMAX Live + SIM Card/Data Plan for x1 year | 2585 | Soil intelligence system featuring a 1.0m standard TriSCAN probe (moisture, temp, salinity) with an on-board 4G Australian cell modem. Dispatches live farm analytics. Bundled with 1 year of mobile SIM data access and 1 year of IrriMAX Live features. | Yes | Yes, Training online, and via Sentek authorised dealers, and self-train via User Manuals | Yes, Training online, and via Sentek authorised dealers, and self-train via User Manuals | Partially Eligible Bundle | Itemised component breakdown required and must be provided when the claim is lodged, in accordance with the Grant Opportunity Guidelines. Funding will only be assessed against eligible components. | Probe
11032 | 1474826 | Elders Rural Servies Australia Limited | AXT-SP-W85-ST9D — AxisTech Dual Scan Soil Probe 900mm | 2580 | WiFi - AxisTech Dual Scan Soil Probe 900mm | Yes | No | Online Support and Manuals Provided | Eligible | Eligible for rebate funding. | N/A
10839 | 1474826 | Elders Rural Servies Australia Limited | 05815 NB+ 1 BT probe (30cm TriSCAN) + 3 years IrriMAX Live + SIM Card/Data Plan for x3 years | 2563.24 | Specialized package combining a Nexus Blue cellular logger with one 30cm TriSCAN probe (moisture, temp, salinity) using Bluetooth. Cellular links push data to web. Includes 3 years of network data and IrriMAX Live access. | Yes | Yes, Training online, and via Sentek authorised dealers, and self-train via User Manuals | Yes, Training online, and via Sentek authorised dealers, and self-train via User Manuals | Partially Eligible Bundle | Itemised component breakdown required and must be provided when the claim is lodged, in accordance with the Grant Opportunity Guidelines. Funding will only be assessed against eligible components. | Nexus Blue unit, probe
10831 | 1474826 | Elders Rural Servies Australia Limited | 05806 IOT + 60cm TriSCAN DD Probe + 3 years IrriMAX Live + SIM Card/Data Plan for x3 years | 2563.16 | Ag-tech package featuring an IoT datalogger and a 60cm TriSCAN probe for tracking moisture, temperature, and salinity. Uses cellular connectivity to stream metrics. Bundled with 3 years of SIM data and IrriMAX Live. | Yes | Yes, Training online, and via Sentek authorised dealers, and self-train via User Manuals | Yes, Training online, and via Sentek authorised dealers, and self-train via User Manuals | Partially Eligible Bundle | Itemised component breakdown required and must be provided when the claim is lodged, in accordance with the Grant Opportunity Guidelines. Funding will only be assessed against eligible components. | IOT logger + 60cm TriSCAN DD Probe
11019 | 1474826 | Elders Rural Servies Australia Limited | AXT-SP-C52-ST6T — AxisTech TriScan Soil Probe 600mm | 2555 | Cellular - AxisTech TriScan Soil Probe 600mm | Yes | No | Online Support and Manuals Provided | Eligible | Eligible for rebate funding. | N/A
11008 | 1474826 | Elders Rural Servies Australia Limited | AXT-WS-C42-A23 — Ultrasonic weather station | 2550 | Cellular - Ultrasonic weather station | Yes | No | Online Support and Manuals Provided | Eligible | Eligible for rebate funding. | N/A
11049 | 1474826 | Elders Rural Servies Australia Limited | AXT-WM-W21-W55 — Water Flowmeter - Hunter HC Flow 50mm | 2550 | WiFi - Water Flowmeter - Hunter HC Flow 50mm | Yes | No | Online Support and Manuals Provided | Eligible | Eligible for rebate funding. | N/A
10890 | 1474826 | Elders Rural Servies Australia Limited | 05859 PLUS + 1 Probe (60cm Moist+Temp DD) + 3 years IrriMAX Live + SIM Card/Data Plan for x3 years | 2548.94 | Expandable ag-tech array featuring a high-tier PLUS datalogger paired with one 60cm Drill & Drop moisture and temp probe. Uses global cellular connectivity to forward continuous sensor logs. Comes with a 3-year SIM contract and 3 years of IrriMAX Live. | Yes | Yes, Training online, and via Sentek authorised dealers, and self-train via User Manuals | Yes, Training online, and via Sentek authorised dealers, and self-train via User Manuals | Partially Eligible Bundle | Itemised component breakdown required and must be provided when the claim is lodged, in accordance with the Grant Opportunity Guidelines. Funding will only be assessed against eligible components. | PLUS unit, probe
10886 | 1474826 | Elders Rural Servies Australia Limited | 05854 Compact DTU+ 30cm TriSCAN + 3 years IrriMAX Live + SIM Card/Data Plan for x3 years | 2547.57 | Salinity management kit featuring a specialized Compact Data Transmission Unit (DTU) combined with a 30cm TriSCAN probe. Utilizes cellular networking to deliver updates to cloud profiles. Includes a 3-year data plan and 3 years of IrriMAX Live. | Yes | Yes, Training online, and via Sentek authorised dealers, and self-train via User Manuals | Yes, Training online, and via Sentek authorised dealers, and self-train via User Manuals | Partially Eligible Bundle | Itemised component breakdown required and must be provided when the claim is lodged, in accordance with the Grant Opportunity Guidelines. Funding will only be assessed against eligible components. | 05854 Compact DTU + 30cm TriSCAN
10640 | 1474826 | Elders Rural Servies Australia Limited | iData - Web Dual, requires a mobile phone SIM (not included)* | 2525 | Solar Powered Telemetry Kit for Environmental or Farm Management Sensors with Cellular Modem with outputs to control two devices | Not intedend for self install | No | <not provided> | Eligible | Eligible for rebate funding. | N/A
11055 | 1474826 | Elders Rural Servies Australia Limited | AXT-GS-W66-GAS — Gas Sensor - Odour levels, Co2, NH3,CH4, CO, CO2, Temp, Humid | 2500 | WiFi - Gas Sensor - Odour levels, Co2, NH3,CH4, CO, CO2, Temp, Humid | Yes | No | Online Support and Manuals Provided | Eligible | Eligible for rebate funding. | N/A
10817 | 1474826 | Elders Rural Servies Australia Limited | EnviroPro 160 cm Soil Moisture Probe ** | 2490 | Measures soil moisture and temperature at 16 depths (Sensors at 10cm intervals) | Yes | No | <not provided> | Eligible | Eligible for rebate funding. | N/A
10820 | 1474826 | Elders Rural Servies Australia Limited | EnviroPro 120 cm Soil Moisture Probe with EC ** | 2490 | Measures soil moisture, temperature and electrical conductivity at 12 depths (Sensors at 10cm intervals) | Yes | No | <not provided> | Eligible | Eligible for rebate funding. | N/A
11027 | 1474826 | Elders Rural Servies Australia Limited | AXT-SP-W85-ST6T — AxisTech TriScan Soil Probe 600mm | 2470 | WiFi - AxisTech TriScan Soil Probe 600mm | Yes | No | Online Support and Manuals Provided | Eligible | Eligible for rebate funding. | N/A
10610 | 1474826 | Elders Rural Servies Australia Limited | iData - Radio (9 inputs) with Extra Large Hinged Enclosure | 2455 | Solar Powered Radio Telemetry Kit for Environmental or Farm Management Sensors | Not intedend for self install | No | <not provided> | Eligible | Eligible for rebate funding. | N/A
11013 | 1474826 | Elders Rural Servies Australia Limited | AXT-WS-W95-A23 — Ultrasonic weather station | 2450 | WiFi - Ultrasonic weather station | Yes | No | Online Support and Manuals Provided | Eligible | Eligible for rebate funding. | N/A
10883 | 1474826 | Elders Rural Servies Australia Limited | 05851 Compact DTU + 60cm Moist+Temp DD Probe + 3 years IrriMAX Live + SIM Card/Data Plan for x3 years | 2433.63 | Field sensor system grouping a Compact Data Transmission Unit (DTU) with an integrated 60cm Drill & Drop moisture and temp probe. Telemetry is sent via cellular technology. Bundles a 3-year cell plan and 3 years of IrriMAX Live cloud access. | Yes | Yes, Training online, and via Sentek authorised dealers, and self-train via User Manuals | Yes, Training online, and via Sentek authorised dealers, and self-train via User Manuals | Partially Eligible Bundle | Itemised component breakdown required and must be provided when the claim is lodged, in accordance with the Grant Opportunity Guidelines. Funding will only be assessed against eligible components. | 05851 Compact DTU + 60cm Moist+Temp DD Probe
10834 | 1474826 | Elders Rural Servies Australia Limited | 05810 NB+ 1 BT probe (30cm Moist+Temp) + 3 years IrriMAX Live + SIM Card/Data Plan for x3 years | 2426.96 | Local network solution featuring a Nexus Blue logger collecting data via Bluetooth from one 30cm moisture and temp probe. Sends updates via cellular network. Includes 3 years of SIM data and 3 years of IrriMAX Live access. | Yes | Yes, Training online, and via Sentek authorised dealers, and self-train via User Manuals | Yes, Training online, and via Sentek authorised dealers, and self-train via User Manuals | Partially Eligible Bundle | Itemised component breakdown required and must be provided when the claim is lodged, in accordance with the Grant Opportunity Guidelines. Funding will only be assessed against eligible components. | Nexus Blue unit, probe
10916 | 1474826 | Elders Rural Servies Australia Limited | 01451 All-in-One Moisture Probe, 1.5m Std 4G AU + 1year IrriMAX Live + SIM Card/Data Plan for x1 year | 2416 | Deep-soil smart farming pack: all-in-one 1.5m moisture/temp probe with an internal Australian 4G cell radio. Broadcasts depth statistics over cellular network pathways. Includes 1-year data and 1 year of IrriMAX Live. | Yes | Yes, Training online, and via Sentek authorised dealers, and self-train via User Manuals | Yes, Training online, and via Sentek authorised dealers, and self-train via User Manuals | Partially Eligible Bundle | Itemised component breakdown required and must be provided when the claim is lodged, in accordance with the Grant Opportunity Guidelines. Funding will only be assessed against eligible components. | Probe
10687 | 1474826 | Elders Rural Servies Australia Limited | EnviroPro Sub Surface 120S Moisture, Temp, Salinity Probe | 2400 | Soil Mositure Probe - connects by cable to Telemetry Kit | Not intedend for self install | No | <not provided> | Eligible | Eligible for rebate funding. | N/A
10914 | 1474826 | Elders Rural Servies Australia Limited | 00951 All-in-One Moisture Probe, 1.0m Std 4G AU + 1year IrriMAX Live + SIM Card/Data Plan for x1 year | 2385 | Self-contained smart probe containing a 1.0m standard moisture probe combined with an internal Australian 4G cell logging transmitter. Transmits depth measurements straight to the cloud. Includes 1 year of mobile SIM data and 1 year of IrriMAX Live. | Yes | Yes, Training online, and via Sentek authorised dealers, and self-train via User Manuals | Yes, Training online, and via Sentek authorised dealers, and self-train via User Manuals | Partially Eligible Bundle | Itemised component breakdown required and must be provided when the claim is lodged, in accordance with the Grant Opportunity Guidelines. Funding will only be assessed against eligible components. | Probe
10881 | 1474826 | Elders Rural Servies Australia Limited | 05774 WiFi Link+ 90cm BT Moisture probe + 3 years IrriMAX | 2363.22 | Tracking package including a local Wi-Fi Link gateway connected to a 90cm Bluetooth soil moisture and temp probe. Integrates into your farm Wi-Fi infrastructure for seamless data updates. Includes a 3-year subscription to the IrriMAX platform. | Yes | Yes, Training online, and via Sentek authorised dealers, and self-train via User Manuals | Yes, Training online, and via Sentek authorised dealers, and self-train via User Manuals | Partially Eligible Bundle | Itemised component breakdown required and must be provided when the claim is lodged, in accordance with the Grant Opportunity Guidelines. Funding will only be assessed against eligible components. | WiFi Link, probe
10827 | 1474826 | Elders Rural Servies Australia Limited | 05801 IOT + 60cm Moist+Temp DD Probe + 3 years IrriMAX Live + SIM Card/Data Plan for x3 years | 2357.82 | Connected ag-tech package featuring an IoT logger and 60cm Drill & Drop soil moisture and temperature probe. Includes cellular connectivity with a 3-year SIM plan and 3 years of IrriMAX Live cloud software access. | Yes | Yes, Training online, and via Sentek authorised dealers, and self-train via User Manuals | Yes, Training online, and via Sentek authorised dealers, and self-train via User Manuals | Partially Eligible Bundle | Itemised component breakdown required and must be provided when the claim is lodged, in accordance with the Grant Opportunity Guidelines. Funding will only be assessed against eligible components. | Logger, soil moisture and temperature probe
11143 | 1474826 | Elders Rural Servies Australia Limited | 10414 - Sentek - Drill & Drop, 120 cm TriSCAN, SDI-12 | 2300 | Sentek 120cm Drill and Drop TriSCAN, SDI-12 soil probe that measures soil moisture and temperature with 12 sensors along the length of the probe. One every 4”/10cm, starting at 2”/5cm. | Yes | Yes | Online Support | Eligible | Eligible for rebate funding. | N/A
10876 | 1474826 | Elders Rural Servies Australia Limited | 05773 WiFi Link+ 60cm BT TriSCAN probe + 3 years IrriMAX | 2289.29 | Connected ag-tech assembly uses an on-farm Wi-Fi Link receiver to capture sensor details from a 60cm Bluetooth TriSCAN soil moisture and salinity probe. Offloads field logs over local Wi-Fi networks. Includes 3 years of IrriMAX software licensing. | Yes | Yes, Training online, and via Sentek authorised dealers, and self-train via User Manuals | Yes, Training online, and via Sentek authorised dealers, and self-train via User Manuals | Partially Eligible Bundle | Itemised component breakdown required and must be provided when the claim is lodged, in accordance with the Grant Opportunity Guidelines. Funding will only be assessed against eligible components. | WiFi Link, probe
11203 | 1474826 | Elders Rural Servies Australia Limited | GoWisd Standard | 2260 | A specialized wireless outdoor environmental sensor engineered to monitor ambient smoke, airborne particulate matter, and air quality telemetry. Aligns with Environmental Monitoring by providing early fire emergency awareness, identifying smoke taint risks to protect valuable crops, and logging baseline environmental conditions. Utilizes low-power Cellular (LTE-M/4G) connectivity technology | Yes | No | Yes | Eligible | Eligible for rebate funding. | N/A
11023 | 1474826 | Elders Rural Servies Australia Limited | AXT-SP-C52-ST6D — AxisTech Dual Scan Soil Probe 600mm | 2240 | Cellular - AxisTech Dual Scan Soil Probe 600mm | Yes | No | Online Support and Manuals Provided | Eligible | Eligible for rebate funding. | N/A
10830 | 1474826 | Elders Rural Servies Australia Limited | 05805 IOT + 30cm TriSCAN DD Probe + 3 years IrriMAX Live + SIM Card/Data Plan for x3 years | 2230.62 | Advanced ag-tech telemetry set containing an IoT datalogger and a 30cm TriSCAN probe for soil moisture, temp, and salinity. Transmits via cellular networks and includes 3 years of data plus IrriMAX Live cloud access. | Yes | Yes, Training online, and via Sentek authorised dealers, and self-train via User Manuals | Yes, Training online, and via Sentek authorised dealers, and self-train via User Manuals | Partially Eligible Bundle | Itemised component breakdown required and must be provided when the claim is lodged, in accordance with the Grant Opportunity Guidelines. Funding will only be assessed against eligible components. | IOT logger + 30cm TriSCAN DD Probe
10609 | 1474826 | Elders Rural Servies Australia Limited | iData - Radio (9 inputs) with Extra Large Enclosure and 7AH Lithium Battery | 2205 | Solar Powered Radio Telemetry Kit for Environmental or Farm Management Sensors | Not intedend for self install | No | <not provided> | Eligible | Eligible for rebate funding. | N/A
10938 | 1474826 | Elders Rural Servies Australia Limited | 01258 Drill & Drop, 120cm TriSCAN, Bluetooth + 1 year IrriMAX Plan | 2171.07 | High-tier soil intelligence tool featuring a 120cm Drill & Drop TriSCAN sensor evaluating deep moisture, temp, and salt metrics. Connects via native Bluetooth for on-farm transfers. Packaged with 1 year of comprehensive IrriMAX features. | Yes | Yes, Training online, and via Sentek authorised dealers, and self-train via User Manuals | Yes, Training online, and via Sentek authorised dealers, and self-train via User Manuals | Partially Eligible Bundle | Itemised component breakdown required and must be provided when the claim is lodged, in accordance with the Grant Opportunity Guidelines. Funding will only be assessed against eligible components. | Drill & Drop, TriSCAN
10882 | 1474826 | Elders Rural Servies Australia Limited | 05850 Compact DTU + 30cm Moist+Temp DD Probe + 3 years IrriMAX Live + SIM Card/Data Plan for x3 years | 2170.14 | Telemetry pack with a Compact Data Transmission Unit (DTU) wired to a 30cm Drill & Drop moisture and temp probe. Uses mobile cellular pathways to stream readings. Comes with an included 3-year SIM data plan and 3 years of IrriMAX Live cloud. | Yes | Yes, Training online, and via Sentek authorised dealers, and self-train via User Manuals | Yes, Training online, and via Sentek authorised dealers, and self-train via User Manuals | Partially Eligible Bundle | Itemised component breakdown required and must be provided when the claim is lodged, in accordance with the Grant Opportunity Guidelines. Funding will only be assessed against eligible components. | 05850 Compact DTU + 30cm Moist+Temp DD Probe
10608 | 1474826 | Elders Rural Servies Australia Limited | iData - Radio (9 inputs) with Extra Large Enclosure | 2155 | Solar Powered Radio Telemetry Kit for Environmental or Farm Management Sensors | Not intedend for self install | No | <not provided> | Eligible | Eligible for rebate funding. | N/A
11031 | 1474826 | Elders Rural Servies Australia Limited | AXT-SP-W85-ST6D — AxisTech Dual Scan Soil Probe 600mm | 2155 | WiFi - AxisTech Dual Scan Soil Probe 600mm | Yes | No | Online Support and Manuals Provided | Eligible | Eligible for rebate funding. | N/A
10607 | 1474826 | Elders Rural Servies Australia Limited | iData - Radio (9 inputs) with 7AH Lithium Battery | 2099 | Solar Powered Radio Telemetry Kit for Environmental or Farm Management Sensors | Not intedend for self install | No | <not provided> | Eligible | Eligible for rebate funding. | N/A
10826 | 1474826 | Elders Rural Servies Australia Limited | 05800 IOT + 30cm Moist+Temp + 3 years IrriMAX Live + SIM Card/Data Plan for x3 years | 2094.33 | Integrated IoT telemetry with a 30cm soil moisture and temperature probe. Features 4G/LTE-M cellular transmission, a 3-year SIM data plan, and a 3-year subscription to IrriMAX Live cloud software for real-time agronomic insights. | Yes | Yes, Training online, and via Sentek authorised dealers, and self-train via User Manuals | Yes, Training online, and via Sentek authorised dealers, and self-train via User Manuals | Partially Eligible Bundle | Itemised component breakdown required and must be provided when the claim is lodged, in accordance with the Grant Opportunity Guidelines. Funding will only be assessed against eligible components. | Soil Moisture and Temperature Probe
10737 | 1474826 | Elders Rural Servies Australia Limited | Fruit Dendrometer. 4 to 30 mm range. SDI-12 output. 5m cable. | 2054 | Plant Growth Sensor - connects to Telemetry Kit | Not intedend for self install | No | <not provided> | Eligible | Eligible for rebate funding. | N/A
10738 | 1474826 | Elders Rural Servies Australia Limited | Fruit Dendrometer. 30 to 160 mm range. SDI-12 output. 5m cable. | 2054 | Plant Growth Sensor - connects to Telemetry Kit | Not intedend for self install | No | <not provided> | Eligible | Eligible for rebate funding. | N/A
10739 | 1474826 | Elders Rural Servies Australia Limited | Fruit Dendrometer. 15 to 90 mm range. SDI-12 output. 5m cable. | 2054 | Plant Growth Sensor - connects to Telemetry Kit | Not intedend for self install | No | <not provided> | Eligible | Eligible for rebate funding. | N/A
10740 | 1474826 | Elders Rural Servies Australia Limited | Fruit Dendrometer. 7 to 45 mm range. SDI-12 output. 5m cable. | 2054 | Plant Growth Sensor - connects to Telemetry Kit | Not intedend for self install | No | <not provided> | Eligible | Eligible for rebate funding. | N/A
10880 | 1474826 | Elders Rural Servies Australia Limited | 05772 WiFi Link+ 60cm BT Moisture probe + 3 years IrriMAX | 2047.14 | Wireless instrumentation bundle utilizing a Wi-Fi Link receiver to aggregate data from a 60cm Bluetooth moisture and temp probe. Uploads data using local Wi-Fi network infrastructure. Includes 3 years of analytical access via IrriMAX tools. | Yes | Yes, Training online, and via Sentek authorised dealers, and self-train via User Manuals | Yes, Training online, and via Sentek authorised dealers, and self-train via User Manuals | Partially Eligible Bundle | Itemised component breakdown required and must be provided when the claim is lodged, in accordance with the Grant Opportunity Guidelines. Funding will only be assessed against eligible components. | WiFi Link, probe
10605 | 1474826 | Elders Rural Servies Australia Limited | iData - Radio (9 inputs) | 2040 | Solar Powered Radio Telemetry Kit for Environmental or Farm Management Sensors | Not intedend for self install | No | <not provided> | Eligible | Eligible for rebate funding. | N/A
10606 | 1474826 | Elders Rural Servies Australia Limited | iData - Radio with 240v Plug Pack (9 inputs) | 2040 | Mains Powered Radio Telemetry Kit for Environmental or Farm Management Sensors | Not intedend for self install | No | <not provided> | Eligible | Eligible for rebate funding. | N/A
11138 | 1474826 | Elders Rural Servies Australia Limited | 01727 - Davis Vantage Pro 2 Weather Station C3 Add-on Pack | 2000 | Davis Vantage Pro 2 weather station with enhanced temp, humidity, solar sensor, fan. ET capable. Solar, wind speed & direction, temperature, humidity, solar radiation & rain gauge. Includes Davis and C3 (6m) adapter cable | Yes | Yes | Online Support | Eligible | Eligible for rebate funding. | N/A
10806 | 1474826 | Elders Rural Servies Australia Limited | Vertex 4 Soil Sensor (V4) * | 1999 | Measures soil moisture and electrical conductivity at 3 depths, temperature 2 depths | Yes | No | <not provided> | Eligible | Eligible for rebate funding. | N/A
11018 | 1474826 | Elders Rural Servies Australia Limited | AXT-SP-C52-ST3T — AxisTech TriScan Soil Probe 300mm | 1995 | Cellular - AxisTech TriScan Soil Probe 300mm | Yes | No | Online Support and Manuals Provided | Eligible | Eligible for rebate funding. | N/A
11026 | 1474826 | Elders Rural Servies Australia Limited | AXT-SP-W85-ST3T — AxisTech TriScan Soil Probe 300mm | 1925 | WiFi - AxisTech TriScan Soil Probe 300mm | Yes | No | Online Support and Manuals Provided | Eligible | Eligible for rebate funding. | N/A
11144 | 1474826 | Elders Rural Servies Australia Limited | 10413 - Sentek - Drill & Drop, 90 cm TriSCAN, SDI-12 | 1900 | Sentek 90cm Drill and Drop TriSCAN, SDI-12 soil probe that measures soil moisture and temperature with 12 sensors along the length of the probe. One every 4”/10cm, starting at 2”/5cm. | Yes | Yes | Online Support | Eligible | Eligible for rebate funding. | N/A
10875 | 1474826 | Elders Rural Servies Australia Limited | 05771 WiFi Link+ 30cm BT TriSCAN probe + 3 years IrriMAX | 1897.14 | Wireless soil-monitoring bundle comprising a Wi-Fi Link interface hub and a 30cm TriSCAN sensor probe utilizing low-power Bluetooth. Relays intelligence across native farm Wi-Fi. Packed with a 3-year IrriMAX application plan. | Yes | Yes, Training online, and via Sentek authorised dealers, and self-train via User Manuals | Yes, Training online, and via Sentek authorised dealers, and self-train via User Manuals | Partially Eligible Bundle | Itemised component breakdown required and must be provided when the claim is lodged, in accordance with the Grant Opportunity Guidelines. Funding will only be assessed against eligible components. | WiFi Link, probe
11201 | 1474826 | Elders Rural Servies Australia Limited | GoMeter Standard | 1860 | An agricultural water flow meter designed for precise volumetric tracking of water resources. Directly aligns with Environmental Monitoring by enabling strict compliance with state water regulations, tracking aquifer/bore extraction rates, and managing localized water efficiency. Utilizes low-power Cellular (LTE-M/4G) connectivity technology to transmit continuous telemetry data directly to the cloud. | No | No | Yes | Eligible | Eligible for rebate funding. | N/A
10638 | 1474826 | Elders Rural Servies Australia Limited | iData - Web Single, requires a mobile phone SIM (not included)* | 1820 | Solar Powered Telemetry Kit for Environmental or Farm Management Sensors with Cellular Modem, with output to control one device | Not intedend for self install | No | <not provided> | Eligible | Eligible for rebate funding. | N/A
10639 | 1474826 | Elders Rural Servies Australia Limited | iData - Web Single with 240v Plug Pack, requires a mobile phone SIM (not included)* | 1820 | Mains Powered Telemetry Kit for Environmental or Farm Management Sensors with Cellular Modem, with outputs to control two devices | Not intedend for self install | No | <not provided> | Eligible | Eligible for rebate funding. | N/A
10734 | 1474826 | Elders Rural Servies Australia Limited | DE-1 Dendrometer mounted on implanted rod | 1814 | Plant Growth Sensor - connects to Telemetry Kit | Not intedend for self install | No | <not provided> | Eligible | Eligible for rebate funding. | N/A
10735 | 1474826 | Elders Rural Servies Australia Limited | SD-5 Stem Microvariation Sensor | 1814 | Plant Growth Sensor - connects to Telemetry Kit | Not intedend for self install | No | <not provided> | Eligible | Eligible for rebate funding. | N/A
10736 | 1474826 | Elders Rural Servies Australia Limited | SD-10 Stem Microvariation Sensor | 1814 | Plant Growth Sensor - connects to Telemetry Kit | Not intedend for self install | No | <not provided> | Eligible | Eligible for rebate funding. | N/A
10937 | 1474826 | Elders Rural Servies Australia Limited | 00928 Drill & Drop, 90cm TriSCAN, Bluetooth + 1 year IrriMAX Plan | 1810 | Subsoil agricultural tracking tool comprising a deep 90cm Drill & Drop TriSCAN probe that registers soil water, temp, and salinity. Transfers records over Bluetooth wireless channels. Includes a 1-year IrriMAX tracking subscription. | Yes | Yes, Training online, and via Sentek authorised dealers, and self-train via User Manuals | Yes, Training online, and via Sentek authorised dealers, and self-train via User Manuals | Partially Eligible Bundle | Itemised component breakdown required and must be provided when the claim is lodged, in accordance with the Grant Opportunity Guidelines. Funding will only be assessed against eligible components. | Drill & Drop, TriSCAN
10946 | 1474826 | Elders Rural Servies Australia Limited | 01270 Drill & Drop, 120cm TriSCAN, SDI-12 | 1791 | Premium subsoil instrument probe featuring a long 120cm Drill & Drop TriSCAN sensor evaluating deep moisture, temperature, and salt levels. Communicates over standard wired SDI-12 technology networks to link with external field loggers. | Yes | NO | <not provided> | Eligible | Eligible for rebate funding. | N/A
10955 | 1474826 | Elders Rural Servies Australia Limited | 01264 Drill & Drop, 120cm TriSCAN , RS485 Modbus (W. S Cable) | 1791 | Premium subsoil instrument probe featuring a deep 120cm Drill & Drop TriSCAN sensor tracking water, temperature, and salt metrics. Integrates via high-reliability RS485 Modbus wire protocols into ag networks. Supplied with connection cable. | Yes | NO | <not provided> | Eligible Bundle | Itemised component breakdown required and must be provided when the claim is lodged, in accordance with the Grant Opportunity Guidelines. | N/A
10963 | 1474826 | Elders Rural Servies Australia Limited | 01255 Drill & Drop, 120cm TriSCAN, RS232 Modbus (W. S Cable) | 1791 | Premium sub-soil sensing probe comprising an extra-long 120cm Drill & Drop TriSCAN array monitoring water, salt, and temperature metrics. Relays logs via wired industrial RS232 Modbus serial technology. Supplied with connecting cable. | Yes | NO | <not provided> | Eligible Bundle | Itemised component breakdown required and must be provided when the claim is lodged, in accordance with the Grant Opportunity Guidelines. | N/A
10816 | 1474826 | Elders Rural Servies Australia Limited | EnviroPro 120 cm Soil Moisture Probe ** | 1790 | Measures soil moisture and temperature at 12 depths (Sensors at 10cm intervals) | Yes | No | <not provided> | Eligible | Eligible for rebate funding. | N/A
11022 | 1474826 | Elders Rural Servies Australia Limited | AXT-SP-C52-ST3D — AxisTech Dual Scan Soil Probe 300mm | 1790 | Cellular - AxisTech Dual Scan Soil Probe 300mm | Yes | No | Online Support and Manuals Provided | Eligible | Eligible for rebate funding. | N/A
10879 | 1474826 | Elders Rural Servies Australia Limited | 05770 WiFi Link+ 30cm BT Moisture probe + 3 years IrriMAX | 1736.43 | Smart ag-tech combo featuring an on-site Wi-Fi Link device paired with a 30cm Bluetooth moisture and temp probe. Directs soil updates across native farm Wi-Fi frameworks. Includes a 3-year subscription for the IrriMAX reporting dashboard. | Yes | Yes, Training online, and via Sentek authorised dealers, and self-train via User Manuals | Yes, Training online, and via Sentek authorised dealers, and self-train via User Manuals | Partially Eligible Bundle | Itemised component breakdown required and must be provided when the claim is lodged, in accordance with the Grant Opportunity Guidelines. Funding will only be assessed against eligible components. | WiFi Link, probe
11030 | 1474826 | Elders Rural Servies Australia Limited | AXT-SP-W85-ST3D — AxisTech Dual Scan Soil Probe 300mm | 1705 | WiFi - AxisTech Dual Scan Soil Probe 300mm | Yes | No | Online Support and Manuals Provided | Eligible | Eligible for rebate funding. | N/A
11044 | 1474826 | Elders Rural Servies Australia Limited | AXT-WM-C42-W54 — Water Flowmeter - Hunter HC Flow 25mm | 1700 | Cellular - Water Flowmeter - Hunter HC Flow 25mm | Yes | No | Online Support and Manuals Provided | Eligible | Eligible for rebate funding. | N/A
11139 | 1474826 | Elders Rural Servies Australia Limited | 10617 - Sentek Drill & Drop 120cm / 48" Probe | 1700 | Sentek 120cm Drill and Drop soil probe that measures soil moisture and temperature with 12 sensors along the length of the probe. One every 4”/10cm, starting at 2”/5cm. | Yes | Yes | Online Support | Eligible | Eligible for rebate funding. | N/A
10819 | 1474826 | Elders Rural Servies Australia Limited | EnviroPro 80 cm Soil Moisture Probe with EC ** | 1690 | Measures soil moisture, temperature and electrical conductivity at 8 depths (Sensors at 10cm intervals) | Yes | No | <not provided> | Eligible | Eligible for rebate funding. | N/A
11260 | 1474826 | Elders Rural Servies Australia Limited | Grow Weather Wireless Vantage Pro 2 Kit #6820 | 1645.5 | Grow Weather Wireless Vantage Pro 2 Kit #6820 | Yes | No | Yes | Eligible | Eligible for rebate funding. | N/A
10686 | 1474826 | Elders Rural Servies Australia Limited | EnviroPro Sub Surface 80S Moisture, Temp, Salinity Probe | 1640 | Soil Mositure Probe - connects by cable to Telemetry Kit | Not intedend for self install | No | <not provided> | Eligible | Eligible for rebate funding. | N/A
11043 | 1474826 | Elders Rural Servies Australia Limited | AXT-WM-C42-W53 — Water Flowmeter - Hunter HC Flow 20mm | 1600 | Cellular - Water Flowmeter - Hunter HC Flow 20mm | Yes | No | Online Support and Manuals Provided | Eligible | Eligible for rebate funding. | N/A
11048 | 1474826 | Elders Rural Servies Australia Limited | AXT-WM-W21-W54 — Water Flowmeter - Hunter HC Flow 25mm | 1600 | WiFi - Water Flowmeter - Hunter HC Flow 25mm | Yes | No | Online Support and Manuals Provided | Eligible | Eligible for rebate funding. | N/A
11047 | 1474826 | Elders Rural Servies Australia Limited | AXT-WM-W21-W53 — Water Flowmeter - Hunter HC Flow 20mm | 1500 | WiFi - Water Flowmeter - Hunter HC Flow 20mm | Yes | No | Online Support and Manuals Provided | Eligible | Eligible for rebate funding. | N/A
10947 | 1474826 | Elders Rural Servies Australia Limited | 01220 Drill & Drop, 120cm Moist&Temp, SDI-12 | 1480 | Deep root monitoring probe providing a 120cm Drill & Drop continuous soil moisture and temperature profiling array. Incorporates an industry-standard SDI-12 wired output interface to integrate with third-party hardware. (Requires logger). | Yes | NO | <not provided> | Eligible Bundle | Itemised component breakdown required and must be provided when the claim is lodged, in accordance with the Grant Opportunity Guidelines. | N/A
10954 | 1474826 | Elders Rural Servies Australia Limited | 01214 Drill & Drop, 120cm Moisture+Temp , RS485 Modbus (W. S Cable) | 1480 | Deep-well agronomic instrument probe offering a long 120cm Drill & Drop moisture and temperature continuous soil profile array. Outfitted with an industrial wired RS485 Modbus output to match third-party loggers. Supplied with connecting cable. | Yes | NO | <not provided> | Eligible Bundle | Itemised component breakdown required and must be provided when the claim is lodged, in accordance with the Grant Opportunity Guidelines. | N/A
10962 | 1474826 | Elders Rural Servies Australia Limited | 01205 Drill & Drop, 120cm Moisture+Temp , RS232 Modbus (W. S Cable) | 1480 | Deep subsoil instrumentation probe featuring a long 120cm Drill & Drop moisture and temperature profile sensor array. Built with an industrial-grade serial RS232 Modbus wired interface to couple with telemetry nodes. Supplied with connecting cable. | Yes | NO | <not provided> | Eligible Bundle | Itemised component breakdown required and must be provided when the claim is lodged, in accordance with the Grant Opportunity Guidelines. | N/A
11041 | 1474826 | Elders Rural Servies Australia Limited | AXT-SP-SMINI-TR — Triple Mini Soil Probe - Soil Moisture, Temperature & EC | 1480 | Cellular - Triple Mini Soil Probe - Soil Moisture, Temperature & EC | Yes | No | Online Support and Manuals Provided | Eligible | Eligible for rebate funding. | N/A
10633 | 1474826 | Elders Rural Servies Australia Limited | iData Logger - Cable (9 inputs) | 1455 | Solar Powered Expansion Kit for Environmental or Farm Management Sensors | Not intedend for self install | No | <not provided> | Eligible | Eligible for rebate funding. | N/A
10944 | 1474826 | Elders Rural Servies Australia Limited | 00939 Drill & Drop, 90cm TriSCAN, SDI-12 | 1454 | Depth-focused monitoring probe containing a 90cm Drill & Drop TriSCAN multisensor soil layer tracker for water, temp, and salinity. Integrates with existing farm networks via a native SDI-12 wire terminal protocol. (Requires datalogger). | Yes | NO | <not provided> | Eligible | Eligible for rebate funding. | N/A
10953 | 1474826 | Elders Rural Servies Australia Limited | 00934 Drill & Drop, 90cm TriSCAN , RS485 Modbus (W. S Cable) | 1454 | Advanced soil water and salt logging probe featuring a 90cm Drill & Drop TriSCAN profiling sensor. Designed to communicate over heavy-duty wired RS485 Modbus technology networks to feed data to telemetry bases. Supplied with connecting cable. | Yes | NO | <not provided> | Eligible Bundle | Itemised component breakdown required and must be provided when the claim is lodged, in accordance with the Grant Opportunity Guidelines. | N/A
10961 | 1474826 | Elders Rural Servies Australia Limited | 00925 Drill & Drop,90cm TriSCAN, RS232 Modbus (W. S Cable) | 1454 | Depth-focused monitoring probe featuring a 90cm Drill & Drop TriSCAN sensor tracking multi-layer water, temperature, and salinity. Communicates over industrial wired RS232 Modbus networks to update master farm loggers. Supplied with cable. | Yes | NO | <not provided> | Eligible Bundle | Itemised component breakdown required and must be provided when the claim is lodged, in accordance with the Grant Opportunity Guidelines. | N/A
11052 | 1474826 | Elders Rural Servies Australia Limited | AXT-DT-C65-P82 — AxisTech Dust sensor. PM1, PM2.5, PM10. | 1450 | Cellular - AxisTech Dust sensor. PM1, PM2.5, PM10. | Yes | No | Online Support and Manuals Provided | Eligible | Eligible for rebate funding. | N/A
10936 | 1474826 | Elders Rural Servies Australia Limited | 00658 Drill & Drop, 60cm TriSCAN, Bluetooth + 1 year IrriMAX Plan | 1447.86 | Mid-depth ag-tech tracking probe including a 60cm Drill & Drop TriSCAN sensor monitoring soil water, temperature, and volumetric ion profiles. Utilizes Bluetooth for close-range logging. Packaged with a 1-year IrriMAX subscription. | Yes | Yes, Training online, and via Sentek authorised dealers, and self-train via User Manuals | Yes, Training online, and via Sentek authorised dealers, and self-train via User Manuals | Partially Eligible Bundle | Itemised component breakdown required and must be provided when the claim is lodged, in accordance with the Grant Opportunity Guidelines. Funding will only be assessed against eligible components. | Drill & Drop, TriSCAN
11140 | 1474826 | Elders Rural Servies Australia Limited | 10616 - Sentek Drill & Drop 90cm / 36" Probe | 1400 | Sentek 90cm Drill and Drop soil probe that measures soil moisture and temperature with 12 sensors along the length of the probe. One every 4”/10cm, starting at 2”/5cm. | Yes | Yes | Online Support | Eligible | Eligible for rebate funding. | N/A
11145 | 1474826 | Elders Rural Servies Australia Limited | 10412 - Sentek - Drill & Drop, 60 cm TriSCAN, SDI-12 | 1400 | Sentek 60cm Drill and Drop TriSCAN, SDI-12 soil probe that measures soil moisture and temperature with 12 sensors along the length of the probe. One every 4”/10cm, starting at 2”/5cm. | Yes | Yes | Online Support | Eligible | Eligible for rebate funding. | N/A
11147 | 1474826 | Elders Rural Servies Australia Limited | 10447 - Water Meter with Pulse Output 8"/200mm [1000L] | 1400 | Water Meter with Pulse Output 8"/200mm [1000L] | Yes | Yes | Online Support | Eligible | Eligible for rebate funding. | N/A
11148 | 1474826 | Elders Rural Servies Australia Limited | 10448 - Water Meter with Pulse Output 8"/200mm [10000L] | 1400 | Water Meter with Pulse Output 8"/200mm [10000L] | Yes | Yes | Online Support | Eligible | Eligible for rebate funding. | N/A
11053 | 1474826 | Elders Rural Servies Australia Limited | AXT-DT-W65-P84 — AxisTech Dust sensor. PM1, PM2.5, PM10. | 1350 | WiFi - AxisTech Dust sensor. PM1, PM2.5, PM10. | Yes | No | Online Support and Manuals Provided | Eligible | Eligible for rebate funding. | N/A
11209 | 1474826 | Elders Rural Servies Australia Limited | Farmbot x Davis Connection Kit | 1349 | Farmbot x Davis Connection Kit | Yes | No | No | Eligible | Eligible for rebate funding. | N/A
10747 | 1474826 | Elders Rural Servies Australia Limited | Implexx Sap Flow Sensor Gen 2 with 30mm long probes. Heat pulse velocity sensor for sap flow and stem water content. Stainless steel sleeves included (pack of 9). SDI-12 output. 5m cable. | 1337 | Plant Growth Sensor - connects to Telemetry Kit | Not intedend for self install | No | <not provided> | Eligible | Eligible for rebate funding. | N/A
10874 | 1474826 | Elders Rural Servies Australia Limited | 05779 WiFi Link+ 10cm BT TriSCAN probe + 3 years IrriMAX | 1334.52 | Short-range smart ag kit featuring a specialized Wi-Fi Link receiver paired with a compact 10cm Bluetooth TriSCAN probe tracking moisture, salinity, and temp. Relays data directly across farm Wi-Fi. Includes 3 years of IrriMAX. | Yes | Yes, Training online, and via Sentek authorised dealers, and self-train via User Manuals | Yes, Training online, and via Sentek authorised dealers, and self-train via User Manuals | Partially Eligible Bundle | Itemised component breakdown required and must be provided when the claim is lodged, in accordance with the Grant Opportunity Guidelines. Funding will only be assessed against eligible components. | WiFi Link, probe
10818 | 1474826 | Elders Rural Servies Australia Limited | EnviroPro 40 cm Soil Moisture Probe with EC ** | 1290 | Measures soil moisture, temperature and electrical conductivity at 4 depths (Sensors at 10cm intervals) | Yes | No | <not provided> | Eligible | Eligible for rebate funding. | N/A
11012 | 1474826 | Elders Rural Servies Australia Limited | AXT-WS-C42-A26 — Stand alone rain gauge | 1290 | Cellular - Stand alone rain gauge | Yes | No | Online Support and Manuals Provided | Eligible | Eligible for rebate funding. | N/A
11040 | 1474826 | Elders Rural Servies Australia Limited | AXT-SP-SMINI-DL — Double Mini Soil Probe - Soil Moisture, Temperature & EC | 1280 | Cellular - Double Mini Soil Probe - Soil Moisture, Temperature & EC | Yes | No | Online Support and Manuals Provided | Eligible | Eligible for rebate funding. | N/A
11259 | 1474826 | Elders Rural Servies Australia Limited | Wireless Vantage Pro 2 Kit #6322AU | 1204.5 | Wireless Vantage Pro 2 Kit #6322AU | Yes | No | Yes | Eligible | Eligible for rebate funding. | N/A
11042 | 1474826 | Elders Rural Servies Australia Limited | AXT-WM-C42-W51 — Water pressure sensor 0-250 PSI | 1200 | Cellular - Water pressure sensor 0-250 PSI | Yes | No | Online Support and Manuals Provided | Eligible | Eligible for rebate funding. | N/A
11149 | 1474826 | Elders Rural Servies Australia Limited | 10444 - Water Meter with Pulse Output 6"/150mm [100L] | 1200 | Water Meter with Pulse Output 6"/150mm [100L] | Yes | Yes | Online Support | Eligible | Eligible for rebate funding. | N/A
11150 | 1474826 | Elders Rural Servies Australia Limited | 10445 - Water Meter with Pulse Output 6"/150mm [1000L] | 1200 | Water Meter with Pulse Output 6"/150mm [1000L] | Yes | Yes | Online Support | Eligible | Eligible for rebate funding. | N/A
11151 | 1474826 | Elders Rural Servies Australia Limited | 10446 - Water Meter with Pulse Output 6"/150mm [10000L] | 1200 | Water Meter with Pulse Output 6"/150mm [10000L] | Yes | Yes | Online Support | Eligible | Eligible for rebate funding. | N/A
10815 | 1474826 | Elders Rural Servies Australia Limited | EnviroPro 80 cm Soil Moisture Probe ** | 1190 | Measures soil moisture and temperature at 8 depths (Sensors at 10cm intervals) | Yes | No | <not provided> | Eligible | Eligible for rebate funding. | N/A
11017 | 1474826 | Elders Rural Servies Australia Limited | AXT-WS-W95-A26 — Stand alone rain gauge | 1190 | WiFi - Stand alone rain gauge | Yes | No | Online Support and Manuals Provided | Eligible | Eligible for rebate funding. | N/A
10945 | 1474826 | Elders Rural Servies Australia Limited | 00919 Drill & Drop, 90cm Moist&Temp, SDI-12 | 1185 | Deep soil profiling instrument providing a 90cm Drill & Drop moisture and temperature profile probe. Outfitted with an integrated standard SDI-12 protocol line to enable direct wire connections to external ag loggers. (Requires logger). | Yes | NO | <not provided> | Eligible Bundle | Itemised component breakdown required and must be provided when the claim is lodged, in accordance with the Grant Opportunity Guidelines. | N/A
10952 | 1474826 | Elders Rural Servies Australia Limited | 00914 Drill & Drop, 90cm Moisture+Temp , RS485 Modbus (W. S Cable) | 1185 | Crop tracking deployment probe featuring a deep 90cm Drill & Drop moisture and temperature continuous soil profiling array. Outfitted with an industrial-grade RS485 Modbus wired interface to communicate with farm logs. Supplied with cable. | Yes | NO | <not provided> | Eligible Bundle | Itemised component breakdown required and must be provided when the claim is lodged, in accordance with the Grant Opportunity Guidelines. | N/A
10960 | 1474826 | Elders Rural Servies Australia Limited | 00905 Drill & Drop, 90cm Moisture+Temp , RS232 Modbus (W. S Cable) | 1185 | Field instrumentation probe featuring a deep 90cm Drill & Drop soil moisture and temperature continuous profiling sensor. Employs a wired RS232 Modbus digital serial standard interface to sync into farm telemetry. Supplied with connecting cable. | Yes | NO | <not provided> | Eligible Bundle | Itemised component breakdown required and must be provided when the claim is lodged, in accordance with the Grant Opportunity Guidelines. | N/A
10878 | 1474826 | Elders Rural Servies Australia Limited | 05778 WiFi Link+ 10cm BT Moisture probe + 3 years IrriMAX | 1181.2 | Shallow root crop monitoring kit featuring a Wi-Fi Link gateway paired with a 10cm Bluetooth moisture and temp probe. Telemetry is sent securely over the local Wi-Fi network. Includes a 3-year access license for IrriMAX software platforms. | Yes | Yes, Training online, and via Sentek authorised dealers, and self-train via User Manuals | Yes, Training online, and via Sentek authorised dealers, and self-train via User Manuals | Partially Eligible Bundle | Itemised component breakdown required and must be provided when the claim is lodged, in accordance with the Grant Opportunity Guidelines. Funding will only be assessed against eligible components. | WiFi Link, probe
11006 | 1474826 | Elders Rural Servies Australia Limited | AXT-WS-C52-TPH — Temperature, Humidity and Air Pressure Sensor | 1150 | Cellular - Temperature, Humidity and Air Pressure Sensor | Yes | No | Online Support and Manuals Provided | Eligible | Eligible for rebate funding. | N/A
10685 | 1474826 | Elders Rural Servies Australia Limited | EnviroPro Sub Surface 40S Moisture, Temp, Salinity Probe | 1140 | Soil Mositure Probe - connects by cable to Telemetry Kit | Not intedend for self install | No | <not provided> | Eligible | Eligible for rebate funding. | N/A
10721 | 1474826 | Elders Rural Servies Australia Limited | Temperature, relative humidity, vapour pressure deficit, barometric sensor, SDI-12 output, 5m cable, with radiation shield | 1140 | Weather Parameter Sensor - connects to Telemetry Kit | Not intedend for self install | No | <not provided> | Eligible | Eligible for rebate funding. | N/A
10942 | 1474826 | Elders Rural Servies Australia Limited | 00670 Drill & Drop, 60cm TriSCAN, SDI-12 | 1116 | Subsurface soil profiling tool featuring a 60cm Drill & Drop TriSCAN multi-sensor array tracking moisture, temp, and salinity layers. Employs a standard SDI-12 wired protocol for connection to third-party ag hardware. (Requires logger). | Yes | NO | <not provided> | Eligible | Eligible for rebate funding. | N/A
10951 | 1474826 | Elders Rural Servies Australia Limited | 00664 Drill & Drop, 60cm TriSCAN , RS485 Modbus (W. S Cable) | 1116 | Subsurface agricultural instrument probe providing a 60cm Drill & Drop TriSCAN sensor evaluating mid-depth moisture, temp, and salt lines. Incorporates a wired industrial RS485 Modbus terminal protocol. Supplied with connecting cable. | Yes | NO | <not provided> | Eligible Bundle | Itemised component breakdown required and must be provided when the claim is lodged, in accordance with the Grant Opportunity Guidelines. | N/A
10959 | 1474826 | Elders Rural Servies Australia Limited | 00655 Drill & Drop, 60cm TriSCAN, RS232 Modbus (W. S Cable) | 1116 | Connected agricultural tool offering a 60cm Drill & Drop TriSCAN profile sensor tracking moisture, temp, and salt lines. Integrates into industrial farm telemetry grids via an industrial RS232 Modbus serial wire protocol. Includes cable. | Yes | NO | <not provided> | Eligible Bundle | Itemised component breakdown required and must be provided when the claim is lodged, in accordance with the Grant Opportunity Guidelines. | N/A
11046 | 1474826 | Elders Rural Servies Australia Limited | AXT-WM-W21-W51 — Water pressure sensor 0-250 PSI | 1100 | WiFi - Water pressure sensor 0-250 PSI | Yes | No | Online Support and Manuals Provided | Eligible | Eligible for rebate funding. | N/A
11141 | 1474826 | Elders Rural Servies Australia Limited | 10615 - Sentek Drill & Drop 60cm / 24" Probe | 1100 | Sentek 60cm Drill and Drop soil probe that measures soil moisture and temperature with 12 sensors along the length of the probe. One every 4”/10cm, starting at 2”/5cm. | Yes | Yes | Online Support | Eligible | Eligible for rebate funding. | N/A
10684 | 1474826 | Elders Rural Servies Australia Limited | AquaCheck Sub Surface 120cm Probe with 5m cable | 1088 | Soil Mositure Probe - connects by cable to Telemetry Kit | Not intedend for self install | No | <not provided> | Eligible | Eligible for rebate funding. | N/A
11039 | 1474826 | Elders Rural Servies Australia Limited | AXT-SP-SMINI-ST — Single Mini Soil Probe - Soil Moisture, Temperature & EC | 1080 | Cellular - Single Mini Soil Probe - Soil Moisture, Temperature & EC | Yes | No | Online Support and Manuals Provided | Eligible | Eligible for rebate funding. | N/A
10683 | 1474826 | Elders Rural Servies Australia Limited | AquaCheck Sub Surface 100cm Probe with 5m cable | 1067 | Soil Mositure Probe - connects by cable to Telemetry Kit | Not intedend for self install | No | <not provided> | Eligible | Eligible for rebate funding. | N/A
10682 | 1474826 | Elders Rural Servies Australia Limited | AquaCheck Sub Surface 80cm Probe with 5m cable | 1057 | Soil Mositure Probe - connects by cable to Telemetry Kit | Not intedend for self install | No | <not provided> | Eligible | Eligible for rebate funding. | N/A
10935 | 1474826 | Elders Rural Servies Australia Limited | 00358 Drill & Drop, 30cm TriSCAN, Bluetooth + 1 year IrriMAX Plan | 1055.71 | Wireless soil probe featuring a 30cm Drill & Drop TriSCAN sensor array tracking moisture, temperature, and salinity layers. Employs low-power Bluetooth for local telemetry extraction. Packaged with a 1-year IrriMAX software license. | Yes | Yes, Training online, and via Sentek authorised dealers, and self-train via User Manuals | Yes, Training online, and via Sentek authorised dealers, and self-train via User Manuals | Partially Eligible Bundle | Itemised component breakdown required and must be provided when the claim is lodged, in accordance with the Grant Opportunity Guidelines. Funding will only be assessed against eligible components. | Drill & Drop, TriSCAN
11007 | 1474826 | Elders Rural Servies Australia Limited | AXT-WS-W85-TPH — Temperature, Humidity and Air Pressure Sensor | 1050 | WiFi - Temperature, Humidity and Air Pressure Sensor | Yes | No | Online Support and Manuals Provided | Eligible | Eligible for rebate funding. | N/A
10681 | 1474826 | Elders Rural Servies Australia Limited | AquaCheck Sub Surface 60cm Probe with 5m cable | 1030 | Soil Mositure Probe - connects by cable to Telemetry Kit | Not intedend for self install | No | <not provided> | Eligible | Eligible for rebate funding. | N/A
10741 | 1474826 | Elders Rural Servies Australia Limited | LT-1 Leaf Temperature Sensor | 1000 | Weather Parameter Sensor - connects to Telemetry Kit | Not intedend for self install | No | <not provided> | Eligible | Eligible for rebate funding. | N/A
11146 | 1474826 | Elders Rural Servies Australia Limited | 10411 - Sentek - Drill & Drop, 30 cm TriSCAN, SDI-12 | 1000 | Sentek 30cm Drill and Drop TriSCAN, SDI-12 soil probe that measures soil moisture and temperature with 12 sensors along the length of the probe. One every 4”/10cm, starting at 2”/5cm. | Yes | Yes | Online Support | Eligible | Eligible for rebate funding. | N/A
11157 | 1474826 | Elders Rural Servies Australia Limited | 10183 - Meter Atmos-14 RHT Microclimate Sensor | 1000 | Relative Humidity, Barometric Pressure, Air Temperature, and Vapor Pressure. Includes radiation shield and 5m bare ends cable. | Yes | Yes | Online Support | Eligible | Eligible for rebate funding. | N/A
10668 | 1474826 | Elders Rural Servies Australia Limited | 9 Port Logger Board with 1 Output | 985 | Input Expansion Module | Not intedend for self install | No | <not provided> | Eligible | Eligible for rebate funding. | N/A
10814 | 1474826 | Elders Rural Servies Australia Limited | EnviroPro 40 cm Soil Moisture Probe ** | 950 | Measures soil moisture and temperature at 4 depths (Sensors at 10cm intervals) | Yes | No | <not provided> | Eligible | Eligible for rebate funding. | N/A
10680 | 1474826 | Elders Rural Servies Australia Limited | AquaCheck Sub-Surface 40cm Probe with 5m cable | 924 | Soil Mositure Probe - connects by cable to Telemetry Kit | Not intedend for self install | No | <not provided> | Eligible | Eligible for rebate funding. | N/A
10943 | 1474826 | Elders Rural Servies Australia Limited | 00620 Drill & Drop, 60cm Moist&Temp, SDI-12 | 903.11 | Agricultural agronomy instrument featuring a 60cm Drill & Drop moisture and temperature multi-sensor soil profile probe. Designed to link directly into on-farm telemetry grids via standard SDI-12 communications wiring. (Requires logger). | Yes | NO | <not provided> | Eligible Bundle | Itemised component breakdown required and must be provided when the claim is lodged, in accordance with the Grant Opportunity Guidelines. | N/A
10950 | 1474826 | Elders Rural Servies Australia Limited | 00614 Drill & Drop, 60cm Moisture+Temp , RS485 Modbus (W. S Cable) | 890 | Professional ag-tech soil instrument featuring a 60cm Drill & Drop moisture and temperature profiling probe. Interfaced directly with industrial telemetry setups via wired RS485 Modbus digital communications. Supplied with a link cable. | Yes | NO | <not provided> | Eligible Bundle | Itemised component breakdown required and must be provided when the claim is lodged, in accordance with the Grant Opportunity Guidelines. | N/A
10958 | 1474826 | Elders Rural Servies Australia Limited | 00605 Drill & Drop, 60cm Moisture+Temp , RS232 Modbus (W. S Cable) | 890 | Wireless-ready sensor instrument featuring a 60cm Drill & Drop moisture and temperature profiling probe. Engineered to connect with external farm logging nodes via wired RS232 Modbus serial digital communications. Supplied with connecting cable. | Yes | NO | <not provided> | Eligible Bundle | Itemised component breakdown required and must be provided when the claim is lodged, in accordance with the Grant Opportunity Guidelines. | N/A
10746 | 1474826 | Elders Rural Servies Australia Limited | Soil water potential and temperature sensor, calibrated, SDI-12 output, 5m cable. | 875 | Soil Mositure Probe - connects by cable to Telemetry Kit | Not intedend for self install | No | <not provided> | Eligible | Eligible for rebate funding. | N/A
10742 | 1474826 | Elders Rural Servies Australia Limited | TDR-315H Sensor - Volumetric Water Content, Temperature & EC | 850 | Soil Mositure Probe - connects by cable to Telemetry Kit | Not intedend for self install | No | <not provided> | Eligible | Eligible for rebate funding. | N/A
10743 | 1474826 | Elders Rural Servies Australia Limited | TDR-310W Sensor - Volumetric Water Content, Temperature & EC | 850 | Soil Mositure Probe - connects by cable to Telemetry Kit | Not intedend for self install | No | <not provided> | Eligible | Eligible for rebate funding. | N/A
10744 | 1474826 | Elders Rural Servies Australia Limited | TDR-305N Sensor - Volumetric Water Content, Temperature & EC | 850 | Soil Mositure Probe - connects by cable to Telemetry Kit | Not intedend for self install | No | <not provided> | Eligible | Eligible for rebate funding. | N/A
11193 | 1474826 | Elders Rural Servies Australia Limited | GoRain | 840 | A high-precision, standalone automated tipping-bucket rain gauge built for continuous micro-local rainfall logging. Aligns with Environmental Monitoring by capturing localized precipitation events, calculating true water-infiltration trends, and mapping historic rainfall variations across property sectors. Utilizes low-power Cellular (LTE-M/4G) data connectivity technology for live logging | Yes | No | Yes | Eligible | Eligible for rebate funding. | N/A
10745 | 1474826 | Elders Rural Servies Australia Limited | Soil water content, temperature & EC sensor, SDI-12 output, 5m cable | 825 | Soil Mositure Probe - connects by cable to Telemetry Kit | Not intedend for self install | No | <not provided> | Eligible | Eligible for rebate funding. | N/A
11142 | 1474826 | Elders Rural Servies Australia Limited | 10614 - Sentek Drill & Drop 30cm / 12" Probe | 800 | Sentek 30cm Drill and Drop soil probe that measures soil moisture and temperature with 12 sensors along the length of the probe. One every 4”/10cm, starting at 2”/5cm. | Yes | Yes | Online Support | Eligible | Eligible for rebate funding. | N/A
11152 | 1474826 | Elders Rural Servies Australia Limited | 10442 - Water Meter with Pulse Output 4"/100mm [100L] | 800 | Water Meter with Pulse Output 4"/100mm [100L] | Yes | Yes | Online Support | Eligible | Eligible for rebate funding. | N/A
11153 | 1474826 | Elders Rural Servies Australia Limited | 10443 - Water Meter with Pulse Output 4"/100mm [1000L] | 800 | Water Meter with Pulse Output 4"/100mm [1000L] | Yes | Yes | Online Support | Eligible | Eligible for rebate funding. | N/A
10811 | 1474826 | Elders Rural Servies Australia Limited | Evato 1 ET Sensor (ET1) Short *** | 799 | ET Accessory Kit Short (2m cable) | Yes | No | <not provided> | Eligible | Eligible for rebate funding. | N/A
10812 | 1474826 | Elders Rural Servies Australia Limited | Evato 1 ET Sensor (ET1) Long *** | 799 | ET Accessory Kit Long (8m cable) | Yes | No | <not provided> | Eligible | Eligible for rebate funding. | N/A
10825 | 1474826 | Elders Rural Servies Australia Limited | Air Temperature & Humidity Sensor | 790 | TekBox SDI-12 Air Temperature & Humidity Sensor | Yes | No | <not provided> | Eligible | Eligible for rebate funding. | N/A
10940 | 1474826 | Elders Rural Servies Australia Limited | 00370 Drill & Drop, 30cm TriSCAN, SDI-12 | 748.13 | Multi-sensor agronomy probe offering a 30cm Drill & Drop TriSCAN profile sensor for water, temperature, and salt logging. Integrates into broader systems using an industry-standard SDI-12 digital communications interface. (Requires logger). | Yes | NO | <not provided> | Eligible | Eligible for rebate funding. | N/A
10949 | 1474826 | Elders Rural Servies Australia Limited | 00364 Drill & Drop, 30cm TriSCAN , RS485 Modbus (W. S Cable) | 748.13 | Subsurface profile probe providing a 30cm Drill & Drop TriSCAN multi-sensor array tracking moisture, temp, and salinity. Employs a rugged RS485 Modbus protocol for seamless integration into farm logging controllers. Supplied with connecting cable. | Yes | NO | <not provided> | Eligible Bundle | Itemised component breakdown required and must be provided when the claim is lodged, in accordance with the Grant Opportunity Guidelines. | N/A
10957 | 1474826 | Elders Rural Servies Australia Limited | 00355 Drill & Drop, 30cm TriSCAN, RS232 Modbus (W. S Cable) | 748.13 | Smart ag-tech sensor probe providing a 30cm Drill & Drop TriSCAN multisensor tracker evaluating water, temperature, and salinity levels. Integrates into broader systems using an RS232 Modbus serial wired interface. Supplied with connecting cable. | Yes | NO | <not provided> | Eligible Bundle | Itemised component breakdown required and must be provided when the claim is lodged, in accordance with the Grant Opportunity Guidelines. | N/A
11154 | 1474826 | Elders Rural Servies Australia Limited | 10438 - Water Meter with Pulse Output 3"/80mm [10L] | 700 | Water Meter with Pulse Output 3"/80mm [10L] | Yes | Yes | Online Support | Eligible | Eligible for rebate funding. | N/A
11050 | 1474826 | Elders Rural Servies Australia Limited | AXT-WW-C-T35 — HiLo Water Tank Level Monitor - Cellular | 699 | Cellular - Water Tank Level Monitor - Cellular | Yes | No | Online Support and Manuals Provided | Eligible | Eligible for rebate funding. | N/A
10679 | 1474826 | Elders Rural Servies Australia Limited | AquaCheck Sub-Surface 20cm Probe with 5m cable | 685 | Soil Mositure Probe - connects by cable to Telemetry Kit | Not intedend for self install | No | <not provided> | Eligible | Eligible for rebate funding. | N/A
11155 | 1474826 | Elders Rural Servies Australia Limited | 10436 - Water Meter with Pulse Output 2"/50mm [10L] | 600 | Water Meter with Pulse Output 2"/50mm [10L] | Yes | Yes | Online Support | Eligible | Eligible for rebate funding. | N/A
11156 | 1474826 | Elders Rural Servies Australia Limited | 10437 - Water Meter with Pulse Output 2"/50mm [100L] | 600 | Water Meter with Pulse Output 2"/50mm [100L] | Yes | Yes | Online Support | Eligible | Eligible for rebate funding. | N/A
10941 | 1474826 | Elders Rural Servies Australia Limited | 00320 Drill & Drop, 30cm Moist&Temp, SDI-12 | 598.5 | Field instrumentation probe featuring a 30cm Drill & Drop soil moisture and temperature profiling sensor array. Built with a specialized SDI-12 wire interface to facilitate connectivity into automated farm logging hubs. (Requires logger). | Yes | NO | <not provided> | Eligible Bundle | Itemised component breakdown required and must be provided when the claim is lodged, in accordance with the Grant Opportunity Guidelines. | N/A
10948 | 1474826 | Elders Rural Servies Australia Limited | 00314 Drill & Drop, 30cm Moisture+Temp , RS485 Modbus (W. S Cable) | 598.5 | Agricultural monitoring probe featuring a 30cm Drill & Drop moisture and temperature sensor array. Connects into farm automation systems using an RS485 Modbus digital wired interface profile. Supplied with sensor cable. (Requires logger). | Yes | NO | <not provided> | Eligible Bundle | Itemised component breakdown required and must be provided when the claim is lodged, in accordance with the Grant Opportunity Guidelines. | N/A
10956 | 1474826 | Elders Rural Servies Australia Limited | 00305 Drill & Drop, 30cm Moisture+Temp , RS232 Modbus (W. S Cable) | 598.5 | Soil status profile probe providing a 30cm Drill & Drop moisture and temperature profiling array. Utilizes a wired RS232 Modbus digital communications protocol interface to connect into third-party telemetry devices. Supplied with connecting cable. | Yes | NO | <not provided> | Eligible Bundle | Itemised component breakdown required and must be provided when the claim is lodged, in accordance with the Grant Opportunity Guidelines. | N/A
10713 | 1474826 | Elders Rural Servies Australia Limited | Solar Radiation Sensor | 495 | Weather Parameter Sensor - connects to Telemetry Kit | Not intedend for self install | No | <not provided> | Eligible | Eligible for rebate funding. | N/A
10715 | 1474826 | Elders Rural Servies Australia Limited | Anemometer | 495 | Weather Parameter Sensor - connects to Telemetry Kit | Not intedend for self install | No | <not provided> | Eligible | Eligible for rebate funding. | N/A
10934 | 1474826 | Elders Rural Servies Australia Limited | 00170 Drill & Drop, Single Point 10cm TriSCAN, Bluetooth + 1 year IrriMAX Plan | 493.09 | Compact agronomic instrument containing a single point 10cm Drill & Drop TriSCAN probe tracking water, temp, and salt. Uses integrated Bluetooth technology for wireless logging. Outfitted with a 1-year analytical IrriMAX subscription. | Yes | Yes, Training online, and via Sentek authorised dealers, and self-train via User Manuals | Yes, Training online, and via Sentek authorised dealers, and self-train via User Manuals | Partially Eligible Bundle | Itemised component breakdown required and must be provided when the claim is lodged, in accordance with the Grant Opportunity Guidelines. Funding will only be assessed against eligible components. | Drill & Drop, TriSCAN
10823 | 1474826 | Elders Rural Servies Australia Limited | Pressure Switch | 490 | Pressure Switch | Yes | No | <not provided> | Eligible | Eligible for rebate funding. | N/A
11051 | 1474826 | Elders Rural Servies Australia Limited | AXT-WW-X-T35 — HiLo Water Tank Level Monitor - WiFi | 453 | WiFi - Water Tank Level Monitor - WiFi | Yes | No | Online Support and Manuals Provided | Eligible | Eligible for rebate funding. | N/A
10810 | 1474826 | Elders Rural Servies Australia Limited | Rain Gauge 1 (RG1) ** | 399 | CropX Rain Gauge | Yes | No | <not provided> | Eligible | Eligible for rebate funding. | N/A
10720 | 1474826 | Elders Rural Servies Australia Limited | Temperature and Humidity Sensor | 397 | Weather Parameter Sensor - connects to Telemetry Kit | Not intedend for self install | No | <not provided> | Eligible | Eligible for rebate funding. | N/A
10732 | 1474826 | Elders Rural Servies Australia Limited | Vacuum Pressure Transmitter 0-15PSI Absolute | 364 | Water Pressure Sensor - connects to Telemetry Kit | Not intedend for self install | No | <not provided> | Eligible | Eligible for rebate funding. | N/A
11158 | 1474826 | Elders Rural Servies Australia Limited | 00018 - Davis Tipping Bucket Rain Gauge | 350 | Davis Instruments rain gauge with 10m bare ended cable. Pole mount version | Yes | NO | <not provided> | Eligible | Eligible for rebate funding. | N/A
10719 | 1474826 | Elders Rural Servies Australia Limited | Hi Resolution Temp Sensor | 345 | Weather Parameter Sensor - connects to Telemetry Kit | Not intedend for self install | No | <not provided> | Eligible | Eligible for rebate funding. | N/A
10716 | 1474826 | Elders Rural Servies Australia Limited | Rain Bucket | 330 | Weather Parameter Sensor - connects to Telemetry Kit | Not intedend for self install | No | <not provided> | Eligible | Eligible for rebate funding. | N/A
10939 | 1474826 | Elders Rural Servies Australia Limited | 00150 Single Point (10cm) Sensor, TriSCAN, SDI-12 (Side) | 323.3 | Specialized instrument component offering a single point 10cm TriSCAN probe measuring soil moisture, temp, and salinity. Features an industry-standard SDI-12 digital interface for external dataloggers. (Requires external telemetry device). | Yes | NO | <not provided> | Eligible | Eligible for rebate funding. | N/A
10733 | 1474826 | Elders Rural Servies Australia Limited | Leaf Wetness Sensor | 305 | Weather Parameter Sensor - connects to Telemetry Kit | Not intedend for self install | No | <not provided> | Eligible | Eligible for rebate funding. | N/A
10730 | 1474826 | Elders Rural Servies Australia Limited | Pressure Transmitter 0-6 Bar (87 PSI) with 9ft of cable prewired (indent) | 258 | Water Pressure Sensor - connects to Telemetry Kit | Not intedend for self install | No | <not provided> | Eligible | Eligible for rebate funding. | N/A
10731 | 1474826 | Elders Rural Servies Australia Limited | Pressure Transmitter 0-10 Bar (145 PSI) with 9ft of cable prewired (indent) | 258 | Water Pressure Sensor - connects to Telemetry Kit | Not intedend for self install | No | <not provided> | Eligible | Eligible for rebate funding. | N/A
11159 | 1474826 | Elders Rural Servies Australia Limited | 01474 - 100 PSI Pressure Sensor, 5m cable | 250 | Pressure Sensor Transmitter, M12 (4-pin) conduit connection, measures air or fresh water, 0-100 PSI. Includes 5m cable. | Yes | NO | <not provided> | Eligible | Eligible for rebate funding. | N/A
11306 | 1474826 | Elders Rural Servies Australia Limited | Farmbot Rain Gauge | 249 | Farmbot Rain Gauge | Yes | No | Yes | Eligible | Eligible for rebate funding. | N/A
10728 | 1474826 | Elders Rural Servies Australia Limited | Pressure Transmitter 0-6 Bar (87 PSI) with 3ft of cable prewired (indent) | 247 | Water Pressure Sensor - connects to Telemetry Kit | Not intedend for self install | No | <not provided> | Eligible | Eligible for rebate funding. | N/A
10729 | 1474826 | Elders Rural Servies Australia Limited | Pressure Transmitter 0-10 Bar (145 PSI) with 3ft of cable prewired (indent) | 247 | Water Pressure Sensor - connects to Telemetry Kit | Not intedend for self install | No | <not provided> | Eligible | Eligible for rebate funding. | N/A
10722 | 1474826 | Elders Rural Servies Australia Limited | Pressure Transmitter 0-0.5 Bar (7 PSI) (External Tank Level Sensor) | 236 | Water Pressure Sensor - connects to Telemetry Kit | Not intedend for self install | No | <not provided> | Eligible | Eligible for rebate funding. | N/A
10723 | 1474826 | Elders Rural Servies Australia Limited | Pressure Transmitter 0-2.5 Bar (36 PSI) | 236 | Water Pressure Sensor - connects to Telemetry Kit | Not intedend for self install | No | <not provided> | Eligible | Eligible for rebate funding. | N/A
10724 | 1474826 | Elders Rural Servies Australia Limited | Pressure Transmitter 0-6 Bar (87 PSI) | 236 | Water Pressure Sensor - connects to Telemetry Kit | Not intedend for self install | No | <not provided> | Eligible | Eligible for rebate funding. | N/A
10725 | 1474826 | Elders Rural Servies Australia Limited | Pressure Transmitter 0-10 Bar (145 PSI) | 236 | Water Pressure Sensor - connects to Telemetry Kit | Not intedend for self install | No | <not provided> | Eligible | Eligible for rebate funding. | N/A
10726 | 1474826 | Elders Rural Servies Australia Limited | Pressure Transmitter 0-16 Bar (230 PSI) | 236 | Water Pressure Sensor - connects to Telemetry Kit | Not intedend for self install | No | <not provided> | Eligible | Eligible for rebate funding. | N/A
10727 | 1474826 | Elders Rural Servies Australia Limited | Pressure Transmitter 0-25 Bar (350 PSI) | 236 | Water Pressure Sensor - connects to Telemetry Kit | Not intedend for self install | No | <not provided> | Eligible | Eligible for rebate funding. | N/A
10689 | 1474826 | Elders Rural Servies Australia Limited | Level Shift Board - use with EnviroPro for extended cable runs | 37 | Adaptor Board for existing probes to connect to Telemetry Kits | Not intedend for self install | No | <not provided> | Eligible | Eligible for rebate funding. | N/A
7420 | 1475447 | Electrical & Automation Solutions Pty Ltd | Weather station | 950 | The EAS Weather Station provides real-time monitoring and recording of key weather conditions, including rainfall, temperature, wind speed and wind direction. Connected to the EAS Base Controller via UHF communications, the weather station delivers accurate weather data to the EAS Cloud Platform for remote access through the EAS web and mobile applications. This enables growers to make informed irrigation and operational decisions based on current and historical weather conditions across their property. | Yes | Yes | Installation will be completed by EAS or approved installers / agents. Training will be provided on site after installation and also via web recorded video meeting. | Eligible | Eligible for rebate funding. | N/A
7416 | 1475447 | Electrical & Automation Solutions Pty Ltd | GPS sensor | 450 | The EAS GPS Sensor provides real-time location tracking of mobile farm assets such as travelling irrigators and other field equipment. Connected to the EAS Base Controller via UHF communications, the sensor delivers accurate positioning data to the EAS Cloud Platform, allowing growers to monitor asset location, movement and operating status remotely. | Yes | Yes | Installation will be completed by EAS or approved installers / agents. Training will be provided on site after installation and also via web recorded video meeting. | Eligible | Eligible for rebate funding. | N/A
7414 | 1475447 | Electrical & Automation Solutions Pty Ltd | Soil monitoring sensor | 450 | The EAS Soil Monitoring Sensor provides real-time measurement of soil moisture, electrical conductivity and soil temperature to support informed irrigation decisions and improve water-use efficiency. Available in UHF and NB-IoT models, the UHF version communicates with the EAS Base Controller, while the NB-IoT version connects directly to the EAS Cloud Platform. Sensor data is accessible remotely through the EAS web and mobile applications, enabling growers to optimise irrigation scheduling and monitor soil conditions from anywhere. | Yes | Yes | Installation will be completed by EAS or approved installers / agents. Training will be provided on site after installation and also via web recorded video meeting. | Eligible | Eligible for rebate funding. | N/A
7415 | 1475447 | Electrical & Automation Solutions Pty Ltd | Water level monitoring sensor | 450 | The EAS Water Level Monitoring Sensor provides real-time measurement of water levels in tanks, dams, creeks and other water storage assets. Available in UHF and NB-IoT models, the UHF version communicates with the EAS Base Controller, while the NB-IoT version connects directly to the EAS Cloud Platform. Water level data is accessible remotely through the EAS web and mobile applications, enabling users to monitor water availability, receive alerts and make informed water management decisions. | Yes | Yes | Installation will be completed by EAS or approved installers / agents. Training will be provided on site after installation and also via web recorded video meeting. | Eligible | Eligible for rebate funding. | N/A
6254 | 1475548 | EMMETT MOTORS (RUPANYUP) PROPRIETARY LIMITED | AGS WS/SOLAR/4G2G/AERIS | 2884.49 | AgSense Weather Station Solar w/ 4G Sends data to Agsense 365 | No | Yes | Emmetts Irrigation Service team will install the product and provide training on use | Eligible | Eligible for rebate funding. | N/A
6293 | 1475548 | EMMETT MOTORS (RUPANYUP) PROPRIETARY LIMITED | SENTEK DD 120 CM (48 IN)SDI-12 TRISCAN | 2631.48 | SENTEK DD 120 CM (48 IN)SDI-12 TRISCAN Soil Moisture & Salinity Probe - Sensor | No | Yes | Emmetts Irrigation Service team will install the product and provide training on use | Eligible | Eligible for rebate funding. | N/A
6290 | 1475548 | EMMETT MOTORS (RUPANYUP) PROPRIETARY LIMITED | SENTEK DD 120 CM (48 IN)SDI-12 | 2432.05 | SENTEK DD 120 CM (48 IN)SDI-12 Soil Moisture Probe - Sensor | No | Yes | Emmetts Irrigation Service team will install the product and provide training on use | Eligible | Eligible for rebate funding. | N/A
6292 | 1475548 | EMMETT MOTORS (RUPANYUP) PROPRIETARY LIMITED | SENTEK DD 90 CM (36 IN)SDI-12 TRISCAN | 2294.8 | SENTEK DD 90 CM (36 IN)SDI-12 TRISCAN Soil Moisture & Salinity Probe - Sensor | No | Yes | Emmetts Irrigation Service team will install the product and provide training on use | Eligible | Eligible for rebate funding. | N/A
6289 | 1475548 | EMMETT MOTORS (RUPANYUP) PROPRIETARY LIMITED | SENTEK DD 90 CM (36 IN)SDI-12 | 2120.75 | SENTEK DD 90 CM (36 IN)SDI-12 Soil Moisture Probe - Sensor | No | Yes | Emmetts Irrigation Service team will install the product and provide training on use | Eligible | Eligible for rebate funding. | N/A
6291 | 1475548 | EMMETT MOTORS (RUPANYUP) PROPRIETARY LIMITED | SENTEK DD 60 CM (24 IN)SDI-12 TRISCAN | 1851.85 | SENTEK DD 60 CM (24 IN)SDI-12 TRISCAN Soil Moisture & Salinity Probe - Sensor | No | Yes | Emmetts Irrigation Service team will install the product and provide training on use | Eligible | Eligible for rebate funding. | N/A
6288 | 1475548 | EMMETT MOTORS (RUPANYUP) PROPRIETARY LIMITED | SENTEK DD 60 CM (24 IN) SDI-12 | 1368.71 | SENTEK DD 60 CM (24 IN) SDI-12 Soil Moisture Probe - Sensor | No | Yes | Emmetts Irrigation Service team will install the product and provide training on use | Eligible | Eligible for rebate funding. | N/A
6261 | 1475548 | EMMETT MOTORS (RUPANYUP) PROPRIETARY LIMITED | AGS PRESSURE TRANSDUCER200 PSI W/20' CABLE | 884.49 | AgSense Pressure Transducer 200PSI w/ 20' cable- Sensor | No | Yes | Emmetts Irrigation Service team will install the product and provide training on use | Eligible | Eligible for rebate funding. | N/A
6262 | 1475548 | EMMETT MOTORS (RUPANYUP) PROPRIETARY LIMITED | AGS PRESSURE TRANSDUCER 30' G3 | 838.2 | AgSense G3 Pressure Transducer (Water & Diesel Levels)- Sensor | No | Yes | Emmetts Irrigation Service team will install the product and provide training on use | Eligible | Eligible for rebate funding. | N/A
6265 | 1475548 | EMMETT MOTORS (RUPANYUP) PROPRIETARY LIMITED | AGS ANEMOMETER | 797.68 | AgSense Wind Sensor | No | Yes | Emmetts Irrigation Service team will install the product and provide training on use | Eligible | Eligible for rebate funding. | N/A
6267 | 1475548 | EMMETT MOTORS (RUPANYUP) PROPRIETARY LIMITED | AGS LEAF WETNESS SENSOR | 681.95 | AgSense Leaf Wetness Sensor | No | Yes | Emmetts Irrigation Service team will install the product and provide training on use | Eligible | Eligible for rebate funding. | N/A
6268 | 1475548 | EMMETT MOTORS (RUPANYUP) PROPRIETARY LIMITED | AGS SOLAR RADIATIONSENSOR | 623.71 | AgSense Solar Radiation Sensor | No | Yes | Emmetts Irrigation Service team will install the product and provide training on use | Eligible | Eligible for rebate funding. | N/A
6278 | 1475548 | EMMETT MOTORS (RUPANYUP) PROPRIETARY LIMITED | KIT ELC PSI TRANSDUCER 4-20mA ICON | 560.3 | Pressure Transducer for ICON - Sensor | No | Yes | Emmetts Irrigation Service team will install the product and provide training on use | Eligible | Eligible for rebate funding. | N/A
6286 | 1475548 | EMMETT MOTORS (RUPANYUP) PROPRIETARY LIMITED | KTA ELC PSI TRANSDUCER ASSEMBLY KIT | 506.41 | Machine Diagnostics Pressure Transducer - Sensor | No | Yes | Emmetts Irrigation Service team will install the product and provide training on use | Eligible | Eligible for rebate funding. | N/A
6264 | 1475548 | EMMETT MOTORS (RUPANYUP) PROPRIETARY LIMITED | AGS HUMIDITY SENSOR | 473.16 | AgSense Humidity Sensor | No | Yes | Emmetts Irrigation Service team will install the product and provide training on use | Eligible | Eligible for rebate funding. | N/A
6297 | 1475548 | EMMETT MOTORS (RUPANYUP) PROPRIETARY LIMITED | KTA PRESSURE TRANSDUCERENCOMPASS CORNER | 463.2 | Encompass Corner Pressure Transducer - Sensor | No | Yes | Emmetts Irrigation Service team will install the product and provide training on use | Eligible | Eligible for rebate funding. | N/A
6266 | 1475548 | EMMETT MOTORS (RUPANYUP) PROPRIETARY LIMITED | AGS RAIN BUCKET | 414.49 | AgSense Rain Bucket- Sensor | No | Yes | Emmetts Irrigation Service team will install the product and provide training on use | Eligible | Eligible for rebate funding. | N/A
6269 | 1475548 | EMMETT MOTORS (RUPANYUP) PROPRIETARY LIMITED | AGS BAROMETER SENSOR | 399.83 | AgSense Barometer Sensor | No | Yes | Emmetts Irrigation Service team will install the product and provide training on use | Eligible | Eligible for rebate funding. | N/A
6260 | 1475548 | EMMETT MOTORS (RUPANYUP) PROPRIETARY LIMITED | AGS PRESSURE TRANSDUCER 200 PSI W/10' CABLE | 396.25 | AgSense Pressure Transducer 200PSI w/ 10' cable - Sensor | No | Yes | Emmetts Irrigation Service team will install the product and provide training on use | Eligible | Eligible for rebate funding. | N/A
6300 | 1475548 | EMMETT MOTORS (RUPANYUP) PROPRIETARY LIMITED | Kelco Flow Switch F25-B | 385 | Kelco Flow Switch - Sensor | No | Yes | Emmetts Irrigation Service team will install the product and provide training on use | Eligible | Eligible for rebate funding. | N/A
6263 | 1475548 | EMMETT MOTORS (RUPANYUP) PROPRIETARY LIMITED | AGS TEMPERATURESENSOR | 133.75 | AgSense Temperate Sensor | No | Yes | Emmetts Irrigation Service team will install the product and provide training on use | Eligible | Eligible for rebate funding. | N/A
2903 | 1475488 | Emmett Motors (Rupanyup) Pty Ltd | john deere mobile weather bundle | 8690 | Capture instantaneous, field-specific weather information from the sprayer cab Make on-the-go application decisions Ideal for both private and commercial applicators Improve recordkeeping by documenting weather conditions during application | Yes | No | Online Support and Manuals Provided | Eligible Bundle | Itemised component breakdown required and must be provided when the claim is lodged, in accordance with the Grant Opportunity Guidelines. | N/A
3327 | 1475488 | Emmett Motors (Rupanyup) Pty Ltd | AGS WS/SOLAR/4G2G/AERIS | 2884.4875 | AgSense Weather Station Solar w/ 4G Sends data to Agsense 365 | No | Yes | Emmetts Irrigation Service team will install the product and provide training on use | Eligible | Eligible for rebate funding. | N/A
3366 | 1475488 | Emmett Motors (Rupanyup) Pty Ltd | SENTEK DD 120 CM (48 IN)SDI-12 TRISCAN | 2631.4769 | SENTEK DD 120 CM (48 IN)SDI-12 TRISCAN Soil Moisture & Salinity Probe - Sensor | No | Yes | Emmetts Irrigation Service team will install the product and provide training on use | Eligible | Eligible for rebate funding. | N/A
3363 | 1475488 | Emmett Motors (Rupanyup) Pty Ltd | SENTEK DD 120 CM (48 IN)SDI-12 | 2432.0495 | SENTEK DD 120 CM (48 IN)SDI-12 Soil Moisture Probe - Sensor | No | Yes | Emmetts Irrigation Service team will install the product and provide training on use | Eligible | Eligible for rebate funding. | N/A
3365 | 1475488 | Emmett Motors (Rupanyup) Pty Ltd | SENTEK DD 90 CM (36 IN)SDI-12 TRISCAN | 2294.8 | SENTEK DD 90 CM (36 IN)SDI-12 TRISCAN Soil Moisture & Salinity Probe - Sensor | No | Yes | Emmetts Irrigation Service team will install the product and provide training on use | Eligible | Eligible for rebate funding. | N/A
3362 | 1475488 | Emmett Motors (Rupanyup) Pty Ltd | SENTEK DD 90 CM (36 IN)SDI-12 | 2120.7472 | SENTEK DD 90 CM (36 IN)SDI-12 Soil Moisture Probe - Sensor | No | Yes | Emmetts Irrigation Service team will install the product and provide training on use | Eligible | Eligible for rebate funding. | N/A
3364 | 1475488 | Emmett Motors (Rupanyup) Pty Ltd | SENTEK DD 60 CM (24 IN)SDI-12 TRISCAN | 1851.8486 | SENTEK DD 60 CM (24 IN)SDI-12 TRISCAN Soil Moisture & Salinity Probe - Sensor | No | Yes | Emmetts Irrigation Service team will install the product and provide training on use | Eligible | Eligible for rebate funding. | N/A
3361 | 1475488 | Emmett Motors (Rupanyup) Pty Ltd | SENTEK DD 60 CM (24 IN) SDI-12 | 1368.7072 | SENTEK DD 60 CM (24 IN) SDI-12 Soil Moisture Probe - Sensor | No | Yes | Emmetts Irrigation Service team will install the product and provide training on use | Eligible | Eligible for rebate funding. | N/A
3334 | 1475488 | Emmett Motors (Rupanyup) Pty Ltd | AGS PRESSURE TRANSDUCER200 PSI W/20' CABLE | 884.4923 | AgSense Pressure Transducer 200PSI w/ 20' cable- Sensor | No | Yes | Emmetts Irrigation Service team will install the product and provide training on use | Eligible | Eligible for rebate funding. | N/A
3335 | 1475488 | Emmett Motors (Rupanyup) Pty Ltd | AGS PRESSURE TRANSDUCER 30' G3 | 838.2016 | AgSense G3 Pressure Transducer (Water & Diesel Levels)- Sensor | No | Yes | Emmetts Irrigation Service team will install the product and provide training on use | Eligible | Eligible for rebate funding. | N/A
3338 | 1475488 | Emmett Motors (Rupanyup) Pty Ltd | AGS ANEMOMETER | 797.6794 | AgSense Wind Sensor | No | Yes | Emmetts Irrigation Service team will install the product and provide training on use | Eligible | Eligible for rebate funding. | N/A
3340 | 1475488 | Emmett Motors (Rupanyup) Pty Ltd | AGS LEAF WETNESS SENSOR | 681.95 | AgSense Leaf Wetness Sensor | No | Yes | Emmetts Irrigation Service team will install the product and provide training on use | Eligible | Eligible for rebate funding. | N/A
3341 | 1475488 | Emmett Motors (Rupanyup) Pty Ltd | AGS SOLAR RADIATIONSENSOR | 623.7125 | AgSense Solar Radiation Sensor | No | Yes | Emmetts Irrigation Service team will install the product and provide training on use | Eligible | Eligible for rebate funding. | N/A
3351 | 1475488 | Emmett Motors (Rupanyup) Pty Ltd | KIT ELC PSI TRANSDUCER 4-20mA ICON | 560.2979 | Pressure Transducer for ICON - Sensor | No | Yes | Emmetts Irrigation Service team will install the product and provide training on use | Eligible | Eligible for rebate funding. | N/A
3359 | 1475488 | Emmett Motors (Rupanyup) Pty Ltd | KTA ELC PSI TRANSDUCER ASSEMBLY KIT | 506.4101 | Machine Diagnostics Pressure Transducer - Sensor | No | Yes | Emmetts Irrigation Service team will install the product and provide training on use | Eligible | Eligible for rebate funding. | N/A
3337 | 1475488 | Emmett Motors (Rupanyup) Pty Ltd | AGS HUMIDITY SENSOR | 473.1605 | AgSense Humidity Sensor | No | Yes | Emmetts Irrigation Service team will install the product and provide training on use | Eligible | Eligible for rebate funding. | N/A
3370 | 1475488 | Emmett Motors (Rupanyup) Pty Ltd | KTA PRESSURE TRANSDUCERENCOMPASS CORNER | 463.2033 | Encompass Corner Pressure Transducer - Sensor | No | Yes | Emmetts Irrigation Service team will install the product and provide training on use | Eligible | Eligible for rebate funding. | N/A
3339 | 1475488 | Emmett Motors (Rupanyup) Pty Ltd | AGS RAIN BUCKET | 414.4909 | AgSense Rain Bucket- Sensor | No | Yes | Emmetts Irrigation Service team will install the product and provide training on use | Eligible | Eligible for rebate funding. | N/A
3342 | 1475488 | Emmett Motors (Rupanyup) Pty Ltd | AGS BAROMETER SENSOR | 399.8286 | AgSense Barometer Sensor | No | Yes | Emmetts Irrigation Service team will install the product and provide training on use | Eligible | Eligible for rebate funding. | N/A
3333 | 1475488 | Emmett Motors (Rupanyup) Pty Ltd | AGS PRESSURE TRANSDUCER 200 PSI W/10' CABLE | 396.2501 | AgSense Pressure Transducer 200PSI w/ 10' cable - Sensor | No | Yes | Emmetts Irrigation Service team will install the product and provide training on use | Eligible | Eligible for rebate funding. | N/A
3373 | 1475488 | Emmett Motors (Rupanyup) Pty Ltd | Kelco Flow Switch F25-B | 385 | Kelco Flow Switch - Sensor | No | Yes | Emmetts Irrigation Service team will install the product and provide training on use | Eligible | Eligible for rebate funding. | N/A
3336 | 1475488 | Emmett Motors (Rupanyup) Pty Ltd | AGS TEMPERATURESENSOR | 133.7475 | AgSense Temperate Sensor | No | Yes | Emmetts Irrigation Service team will install the product and provide training on use | Eligible | Eligible for rebate funding. | N/A
1931 | 1475254 | Farm Works Pty Ltd | Cat-M1 Weather Station | 5120 | Solar powered Automatic Weather Station with Cat-M1 Modem. Sensors for rain, wind speed & direction, temperature and RH | No | No | Typical install around 3 hours with all parts and tools transported in a single vehicle. | Eligible | Eligible for rebate funding. | N/A
1932 | 1475254 | Farm Works Pty Ltd | Cat-M1 Soil Moisture Station | 2910 | Solar powered Soil Moisture Station with Cat-M1 modem | No | No | Typical install around 3 hours with all parts and tools transported in a single vehicle. | Eligible | Eligible for rebate funding. | N/A
1937 | 1475254 | Farm Works Pty Ltd | EnviroPRO 160cm | 2400 | 160cm soil moisture and temperature probe. Sensor only, no logger. | No | No | Typical install around 2 hours with all parts and tools transported in a single vehicle. | Eligible | Eligible for rebate funding. | N/A
1940 | 1475254 | Farm Works Pty Ltd | AWC01 Wind sensor set with arms | 2090 | Wind speed and wind direction sensors with mounting brackets. Sensor only, no logger. | No | No | Typical install <1 hour, with all parts and tools transported in a single vehicle. | Eligible | Eligible for rebate funding. | N/A
1933 | 1475254 | Farm Works Pty Ltd | YDOC ML-525-SE | 1710 | Remote Telemetry Unit with Cat-M1 logger for custom built weather stations. Includes solar panel and LiFePO4 Batteries. Allows for choosing the sensors required. | No | No | Typical install around 3 hours with all parts and tools transported in a single vehicle. | Eligible | Eligible for rebate funding. | N/A
1936 | 1475254 | Farm Works Pty Ltd | EnviroPRO 120cm | 1710 | 120cm soil moisture and temperature probe. Sensor only, no logger. | No | No | Typical install around 2 hours with all parts and tools transported in a single vehicle. | Eligible | Eligible for rebate funding. | N/A
1935 | 1475254 | Farm Works Pty Ltd | EnviroPRO 80cm | 1140 | 80cm soil moisture and temperature probe. Sensor only, no logger. | No | No | Typical install around 2 hours with all parts and tools transported in a single vehicle. | Eligible | Eligible for rebate funding. | N/A
1942 | 1475254 | Farm Works Pty Ltd | HTP05 HP Air sensor & screen | 980 | High preciscion air temperature, relative humidity & barometric pressure sensor. Includes radiation screen. Sensor only, no logger | No | No | Typical install <1 hour, with all parts and tools transported in a single vehicle. | Eligible | Eligible for rebate funding. | N/A
1934 | 1475254 | Farm Works Pty Ltd | EnviroPRO 40cm | 910 | 40cm soil moisture and temperature probe. Sensor only, no logger. | No | No | Typical install around 2 hours with all parts and tools transported in a single vehicle. | Eligible | Eligible for rebate funding. | N/A
1943 | 1475254 | Farm Works Pty Ltd | RK200-04 Solar radiation sensor | 860 | Solar radiation sensor. Includes mounting bracket. Sensor only, no logger | No | No | Typical install <1 hour, with all parts and tools transported in a single vehicle. | Eligible | Eligible for rebate funding. | N/A
1939 | 1475254 | Farm Works Pty Ltd | Stainless Steel Rain Gauge | 750 | Ground mounted stainless steel, automatic, self emptying rain gauge. Sensor only, no logger. Includes concrete paver. | No | No | Typical install <1 hour, with all parts and tools transported in a single vehicle. | Eligible | Eligible for rebate funding. | N/A
1941 | 1475254 | Farm Works Pty Ltd | HTP06 Air sensor & screen | 680 | Air temperature, relative humidity & barometric pressure sensor. Includes radiation screen. Sensor only, no logger | No | No | Typical install <1 hour, with all parts and tools transported in a single vehicle. | Eligible | Eligible for rebate funding. | N/A
1945 | 1475254 | Farm Works Pty Ltd | GLT510 water level sensor | 590 | 0-5m Water level sensor for tank or dam. Sensor only, no logger | No | No | Typical install <1 hour, with all parts and tools transported in a single vehicle. | Eligible | Eligible for rebate funding. | N/A
1938 | 1475254 | Farm Works Pty Ltd | Pronamic Rain Gauge | 400 | Pole mount, automatic, self emptying rain gauge. Sensor only, no logger | No | No | Typical install <1 hour, with all parts and tools transported in a single vehicle. | Eligible | Eligible for rebate funding. | N/A
1944 | 1475254 | Farm Works Pty Ltd | LWS01 Leaf Wetness Sensor | 370 | Leaf weness sensor. Sensor only, no logger. | No | No | Typical install <1 hour, with all parts and tools transported in a single vehicle. | Eligible | Eligible for rebate funding. | N/A
8514 | 1475121 | Farmbot Australia Pty Ltd | DAV-VANTP2-GRO | 1645.5 | Grow Weather Wireless Vantage Pro 2 Kit #6820 | Yes | No | N/A | Eligible | Eligible for rebate funding. | N/A
8463 | 1475121 | Farmbot Australia Pty Ltd | AC-DAV-KIT | 1349 | Farmbot x Davis Connection Kit | Yes | No | N/A | Eligible | Eligible for rebate funding. | N/A
8513 | 1475121 | Farmbot Australia Pty Ltd | DAV-VANTP2 | 1204.5 | Wireless Vantage Pro 2 Kit #6322AU | Yes | No | N/A | Eligible | Eligible for rebate funding. | N/A
8582 | 1475121 | Farmbot Australia Pty Ltd | SEN-RG | 249 | Farmbot Rain Gauge | Yes | No | N/A | Eligible | Eligible for rebate funding. | N/A
8814 | 1475207 | FARMLINK HOLDINGS | 70240-000112 Octave 12 BS Netafim-AU NMI | 13130 | 12" Ultrasonic Water with rate of flow display. NMI approved | Yes | No | Supplier has a trained and certificated team, with full hydraulic and electrical installation capabilities. | Eligible | Eligible for rebate funding. | N/A
8813 | 1475207 | FARMLINK HOLDINGS | 70240-000111 Octave 10 BS Netafim-AU NMI | 11822 | 10" Ultrasonic Water with rate of flow display. NMI approved | Yes | No | Supplier has a trained and certificated team, with full hydraulic and electrical installation capabilities. | Eligible | Eligible for rebate funding. | N/A
8812 | 1475207 | FARMLINK HOLDINGS | 70240-000055 Octave 8 High Flow SST AU NMI BSTD | 9188 | 8" Ultrasonic Water with rate of flow display. NMI approved | Yes | No | Supplier has a trained and certificated team, with full hydraulic and electrical installation capabilities. | Eligible | Eligible for rebate funding. | N/A
8808 | 1475207 | FARMLINK HOLDINGS | 70240-000012 Octave 8 High Flow S.St BSTD | 9188 | 8" Ultrasonic Water with rate of flow display | Yes | No | Supplier has a trained and certificated team, with full hydraulic and electrical installation capabilities. | Eligible | Eligible for rebate funding. | N/A
8811 | 1475207 | FARMLINK HOLDINGS | 70240-000054 Octave 6 High Flow SST AU NMI BSTD | 8917 | 6" Ultrasonic Water with rate of flow display. NMI approved | Yes | No | Supplier has a trained and certificated team, with full hydraulic and electrical installation capabilities. | Eligible | Eligible for rebate funding. | N/A
8807 | 1475207 | FARMLINK HOLDINGS | 70240-000009 Octave 6 High Flow S.St BSTD | 8917 | 6" Ultrasonic Water with rate of flow display | Yes | No | Supplier has a trained and certificated team, with full hydraulic and electrical installation capabilities. | Eligible | Eligible for rebate funding. | N/A
8804 | 1475207 | FARMLINK HOLDINGS | 70240-000109 Octave 6 S.St BS F.F Netafim-AU NMI | 8105 | 6" Ultrasonic Water with rate of flow display. NMI Approved | Yes | No | Supplier has a trained and certificated team, with full hydraulic and electrical installation capabilities. | Eligible | Eligible for rebate funding. | N/A
8810 | 1475207 | FARMLINK HOLDINGS | 70240-000053 Octave 4 High Flow SST AU NMI BSTD | 5937 | 4" Ultrasonic Water with rate of flow display. NMI approved | Yes | No | Supplier has a trained and certificated team, with full hydraulic and electrical installation capabilities. | Eligible | Eligible for rebate funding. | N/A
8806 | 1475207 | FARMLINK HOLDINGS | 70240-000005 Octave 4 High Flow S.St BSTD | 5937 | 4" Ultrasonic Water with rate of flow display | Yes | No | Supplier has a trained and certificated team, with full hydraulic and electrical installation capabilities. | Eligible | Eligible for rebate funding. | N/A
8803 | 1475207 | FARMLINK HOLDINGS | 70240-000107 Octave 4 S.St BS F.F Netafim-AU NMI | 5397 | 4" Ultrasonic Water with rate of flow display. NMI Approved | Yes | No | Supplier has a trained and certificated team, with full hydraulic and electrical installation capabilities. | Eligible | Eligible for rebate funding. | N/A
8809 | 1475207 | FARMLINK HOLDINGS | 70240-000052 Octave 3 High Flow SST AU NMI BSTD | 5213 | 3" Ultrasonic Water with rate of flow display. NMI approved | Yes | No | Supplier has a trained and certificated team, with full hydraulic and electrical installation capabilities. | Eligible | Eligible for rebate funding. | N/A
8805 | 1475207 | FARMLINK HOLDINGS | 70240-000002 Octave 3 High Flow S.St BSTD | 5213 | 3" Ultrasonic Water with rate of flow display | Yes | No | Supplier has a trained and certificated team, with full hydraulic and electrical installation capabilities. | Eligible | Eligible for rebate funding. | N/A
8802 | 1475207 | FARMLINK HOLDINGS | 70240-000105 Octave 3 S.St BS F.F Netafim-AU NMI | 4739 | 3" Ultrasonic Water with rate of flow display. NMI Approved | Yes | No | Supplier has a trained and certificated team, with full hydraulic and electrical installation capabilities. | Eligible | Eligible for rebate funding. | N/A
8799 | 1475207 | FARMLINK HOLDINGS | 70240-000101 Octave 2 S.St BS F.F Netafim-AU NMI | 4141 | 2" Ultrasonic Water with rate of flow display. NMI Approved | Yes | No | Supplier has a trained and certificated team, with full hydraulic and electrical installation capabilities. | Eligible | Eligible for rebate funding. | N/A
8800 | 1475207 | FARMLINK HOLDINGS | 70240-000102 Octave 2 S.St Thr W/Cplgs Netafim-AU NMI | 3861 | 2" Ultrasonic Water with rate of flow display. NMI Approved | Yes | No | Supplier has a trained and certificated team, with full hydraulic and electrical installation capabilities. | Eligible | Eligible for rebate funding. | N/A
8801 | 1475207 | FARMLINK HOLDINGS | 70240-000103 Octave 2 Pl Thr W/Cplgs Netafim-AU NMI | 3712 | 2" Ultrasonic Water with rate of flow display. NMI Approved | Yes | No | Supplier has a trained and certificated team, with full hydraulic and electrical installation capabilities. | Eligible | Eligible for rebate funding. | N/A
8772 | 1475207 | FARMLINK HOLDINGS | 74360-007901 EC/pH transmitter, 110/230 Volt, wall mount | 3418 | Analogue Transmitter with display for the EC and pH senors [sensors not included] | No | Yes | Supplier has a trained and certificated team, with full hydraulic and electrical installation capabilities. | Eligible | Eligible for rebate funding. | N/A
8795 | 1475207 | FARMLINK HOLDINGS | 74730-000090 Dendrometer Stalk Diameter-Ecomatik | 2229 | GS One plant stalk diameter sensor | Yes | No | Supplier has a trained and certificated team, with full hydraulic and electrical installation capabilities. | Eligible | Eligible for rebate funding. | N/A
8796 | 1475207 | FARMLINK HOLDINGS | 74730-000091 Dendrometer Trunk Diameter-Ecomatik | 2077 | GS One plant trunk diameter sensor | Yes | No | Supplier has a trained and certificated team, with full hydraulic and electrical installation capabilities. | Eligible | Eligible for rebate funding. | N/A
8793 | 1475207 | FARMLINK HOLDINGS | 74730-000009 Soil Moisture Netacap WP 6/60cm | 1623 | 60cm GS One/RadioNet Capacitance probes to measure soil moisture and temperature | Yes | Yes | Supplier has a trained and certificated team, with full hydraulic and electrical installation capabilities. | Eligible | Eligible for rebate funding. | N/A
8794 | 1475207 | FARMLINK HOLDINGS | 74730-000011 Soil Moisture NetaCap WP 6/80cm | 1623 | 80cm GS One/RadioNet Capacitance probes to measure soil moisture and temperature | Yes | Yes | Supplier has a trained and certificated team, with full hydraulic and electrical installation capabilities. | Eligible | Eligible for rebate funding. | N/A
8792 | 1475207 | FARMLINK HOLDINGS | 74730-000008 Soil Moisture Netacap WP 4/40cm | 1602 | 40cm GS One/RadioNet Capacitance probes to measure soil moisture and temperature | Yes | Yes | Supplier has a trained and certificated team, with full hydraulic and electrical installation capabilities. | Eligible | Eligible for rebate funding. | N/A
8817 | 1475207 | FARMLINK HOLDINGS | 70240-005400 Fert Meter, PB, 25mm (1") with 1 L Pulse Output (400-1500 L/hr) | 1504 | 25mm Fertiliser meter with chemical resistant body and pulsed digital output for 1 litre | Yes | No | Supplier has a trained and certificated team, with full hydraulic and electrical installation capabilities. | Eligible | Eligible for rebate funding. | N/A
8780 | 1475207 | FARMLINK HOLDINGS | 74320-000004 Pyranometer Rad.RK200-04 2M Cable 4-20mA | 1477 | Management sensor for the GS Max controller to operate irrigation frequence according to solar radiation | Yes | No | Supplier has a trained and certificated team, with full hydraulic and electrical installation capabilities. | Eligible | Eligible for rebate funding. | N/A
8783 | 1475207 | FARMLINK HOLDINGS | 74715-000014 GS One G2 Ext.Panel Pv 5.5W | 1406 | Standalone solar powered cellular cloud connected data collection platform for digital, analogue and Serial type sensors | Yes | No | Supplier has a trained and certificated team, with full hydraulic and electrical installation capabilities. | Eligible | Eligible for rebate funding. | N/A
8791 | 1475207 | FARMLINK HOLDINGS | 74730-000013 Soil Moisture Netacap BP 3/30cm | 1374 | 30cm GS One/RadioNet Capacitance probes to measure soil moisture and temperature | Yes | Yes | Supplier has a trained and certificated team, with full hydraulic and electrical installation capabilities. | Eligible | Eligible for rebate funding. | N/A
8798 | 1475207 | FARMLINK HOLDINGS | 74730-000038 Multi-Parameter Sensor WET150-Delta T | 1250 | GS One single site soil, moisture ,temperature and bulk EC sensor | Yes | No | Supplier has a trained and certificated team, with full hydraulic and electrical installation capabilities. | Eligible | Eligible for rebate funding. | N/A
8790 | 1475207 | FARMLINK HOLDINGS | 74730-000002 Tens.MS -60/24-Irrometer | 1044 | GS One 60cm analogue Tensiometer | Yes | Yes | Supplier has a trained and certificated team, with full hydraulic and electrical installation capabilities. | Eligible | Eligible for rebate funding. | N/A
8789 | 1475207 | FARMLINK HOLDINGS | 74730-000001 Tens.MS -30/12-Irrometer | 1001 | GS One 30cm analogue Tensiometer | Yes | Yes | Supplier has a trained and certificated team, with full hydraulic and electrical installation capabilities. | Eligible | Eligible for rebate funding. | N/A
8797 | 1475207 | FARMLINK HOLDINGS | 74730-000010 Soil Moisture SM150T- DeltaT | 1001 | GS One single site soil moisture and temperature sensor | Yes | No | Supplier has a trained and certificated team, with full hydraulic and electrical installation capabilities. | Eligible | Eligible for rebate funding. | N/A
9085 | 1475207 | FARMLINK HOLDINGS | TEROS-22Soil water potential and temperature sensor, calibrated, SDI-12 output, 5m cable. | 875 | Soil water potential and temperature sensor, calibrated, SDI-12 output, 5m cable. | Yes | No | Supplier has a trained and certificated team, with full hydraulic and electrical installation capabilities. | Eligible | Eligible for rebate funding. | N/A
8784 | 1475207 | FARMLINK HOLDINGS | 74320-000001 Stand Alone Rain Collector-Pronamic | 866 | GS One digital rain gauge | Yes | No | Supplier has a trained and certificated team, with full hydraulic and electrical installation capabilities. | Eligible | Eligible for rebate funding. | N/A
8815 | 1475207 | FARMLINK HOLDINGS | 70240-005700 Fert Meter, SF, 20mm (3/4") with 0.1 L Pulse Output (70-300 L/hr) | 741 | 20mm Fertiliser meter with chemical resistant body and pulsed digital output for 0.1 litre | Yes | No | Supplier has a trained and certificated team, with full hydraulic and electrical installation capabilities. | Eligible | Eligible for rebate funding. | N/A
8816 | 1475207 | FARMLINK HOLDINGS | 70240-005720 Fert Meter, SF, 20mm (3/4") with 1 L Pulse Output (70-300 L/hr) | 741 | 20mm Fertiliser meter with chemical resistant body and pulsed digital output for 0.1 litre | Yes | No | Supplier has a trained and certificated team, with full hydraulic and electrical installation capabilities. | Eligible | Eligible for rebate funding. | N/A
8779 | 1475207 | FARMLINK HOLDINGS | 74703-000002 Temp & Humidity with Vent Sensor for GS Max | 737 | Temperature and Humidy sensor wired direct to the GS MAX or to a RadioNet DCP unit. | Yes | No | Supplier has a trained and certificated team, with full hydraulic and electrical installation capabilities. | Eligible | Eligible for rebate funding. | N/A
8774 | 1475207 | FARMLINK HOLDINGS | 74360-000004 pH sensor, ABB, APS 110, for AWT420 | 493 | pH sensor probe one per transmitter | Yes | No | Supplier has a trained and certificated team, with full hydraulic and electrical installation capabilities. | Eligible | Eligible for rebate funding. | N/A
8781 | 1475207 | FARMLINK HOLDINGS | 00035-000500 P/Tducer 4-20mA 0-10 Bar SS 1/4" M12 | 462 | Pressure sensor analogue used on the mainline or field valve for monitoring | Yes | No | Supplier has a trained and certificated team, with full hydraulic and electrical installation capabilities. | Eligible | Eligible for rebate funding. | N/A
8773 | 1475207 | FARMLINK HOLDINGS | 74360-000005 EC sensor, ABB, CS 150, for AWT420 | 385 | EC sensor probe one per transmitter | Yes | No | Supplier has a trained and certificated team, with full hydraulic and electrical installation capabilities. | Eligible | Eligible for rebate funding. | N/A
9061 | 1475207 | FARMLINK HOLDINGS | NAT0.5.0APressure Transmitter 0-0.5 Bar (7 PSI) (External Tank Level Sensor) | 236 | Pressure Transmitter 0-0.5 Bar (7 PSI) (External Tank Level Sensor) | Yes | No | Supplier has a trained and certificated team, with full hydraulic and electrical installation capabilities. | Eligible | Eligible for rebate funding. | N/A
8788 | 1475207 | FARMLINK HOLDINGS | 74320-000006 0-10 Bar Pressure Sensor Irrig.Monitor | 189 | GS One analogue pressure sensor 0-10 bar for sensing irrigation system pressure | Yes | No | Supplier has a trained and certificated team, with full hydraulic and electrical installation capabilities. | Eligible | Eligible for rebate funding. | N/A
8785 | 1475207 | FARMLINK HOLDINGS | 74320-000002 0.5 Bar pressure switch irrig.monitor | 60 | GS One digital pressure switch 0.5bar for sensing irrigation lateral operation | Yes | No | Supplier has a trained and certificated team, with full hydraulic and electrical installation capabilities. | Eligible | Eligible for rebate funding. | N/A
8786 | 1475207 | FARMLINK HOLDINGS | 74320-000003 1.5 Bar pressure switch irrig.monitor | 60 | GS One digital pressure switch 1.5bar for sensing irrigation lateral operation | Yes | No | Supplier has a trained and certificated team, with full hydraulic and electrical installation capabilities. | Eligible | Eligible for rebate funding. | N/A
8787 | 1475207 | FARMLINK HOLDINGS | 74320-000005 1.0 Bar Pressure Switch Irrig.Monitor | 60 | GS One digital pressure switch 1.0bar for sensing irrigation lateral operation | Yes | No | Supplier has a trained and certificated team, with full hydraulic and electrical installation capabilities. | Eligible | Eligible for rebate funding. | N/A
2921 | 1475491 | FARMO GROUP PTY LTD | Weather Station Pro Solar Powered | 1953.64 | High-precision remote weather station with wind, temperature, humidity and 0.2 mm rainfall monitoring. It supports detailed farm weather decisions and risk management. | Yes | No | <not provided> | Eligible | Eligible for rebate funding. | N/A
2919 | 1475491 | FARMO GROUP PTY LTD | Weather Station Solar Powered | 1590 | Remote weather station for local wind, rainfall, temperature and humidity monitoring. It gives producers paddock-level weather data for spraying, harvesting and livestock decisions. 120Wh Solar Powered Connection via cellular (NB-IoT/CatM1) | Yes | No | <not provided> | Eligible | Eligible for rebate funding. | N/A
2920 | 1475491 | FARMO GROUP PTY LTD | Weather Station Pro | 1544.55 | High-precision remote weather station with wind, temperature, humidity and 0.2 mm rainfall monitoring. It supports detailed farm weather decisions and risk management. | Yes | No | <not provided> | Eligible | Eligible for rebate funding. | N/A
2923 | 1475491 | FARMO GROUP PTY LTD | Multi-depth Soil Moisture and Temperature Sensor 60cm | 1180.91 | Multi-depth soil moisture and temperature sensor for crop and pasture management. It helps producers understand soil water availability at depth and make better irrigation decisions. Connection via cellular (NB-IoT/CatM1) | Yes | No | <not provided> | Eligible | Eligible for rebate funding. | N/A
2918 | 1475491 | FARMO GROUP PTY LTD | Weather Station | 1180.91 | Remote weather station for local wind, rainfall, temperature and humidity monitoring. It gives producers paddock-level weather data for spraying, harvesting and livestock decisions. Connection via cellular (NB-IoT/CatM1) | Yes | No | <not provided> | Eligible | Eligible for rebate funding. | N/A
2922 | 1475491 | FARMO GROUP PTY LTD | Wind Station | 999.09 | Remote wind monitoring station for on-farm weather decisions. It supports safer and better-timed operations by providing local wind observations through the Farmo platform. Connection via cellular (NB-IoT/CatM1) | Yes | No | <not provided> | Eligible | Eligible for rebate funding. | N/A
2917 | 1475491 | FARMO GROUP PTY LTD | Rain Gauge Pro | 726.36 | High-precision cellular rain gauge measuring rainfall in 0.2 mm increments. It provides more detailed local rainfall data for weather-sensitive primary production decisions. Connection via cellular (NB-IoT/CatM1) | Yes | No | <not provided> | Eligible | Eligible for rebate funding. | N/A
2916 | 1475491 | FARMO GROUP PTY LTD | Rain Gauge | 362.73 | Cellular digital rain gauge measuring rainfall in 1 mm increments. It provides hyper-local rainfall data to support farm decisions such as spraying, sowing and stock movement. Connection via cellular (NB-IoT/CatM1) | Yes | No | <not provided> | Eligible | Eligible for rebate funding. | N/A
8361 | 1475001 | FARMPULSE PTY LTD | Solar Powered Wi-Fi ATMOS All-in-One Weather Station with Hyquest TB4 Tipping Bucket Rain Gauge | 9150 | Solar-powered Wi-Fi all-in-one weather station with a METER ATMOS 41 sensor (wind, temperature, humidity, solar radiation, and more) and a Hyquest TB4 tipping bucket rain gauge with pole mount and bird guard. Includes a Wi-Fi logger, wall mounting frame, weather sensor, rain gauge and solar panel. Weather monitoring over the farm's Wi-Fi network as part of environmental monitoring. | Yes | No | N/A | Eligible | Eligible for rebate funding. | N/A
8360 | 1475001 | FARMPULSE PTY LTD | Solar Powered 4G ATMOS All-in-One Weather Station with Hyquest TB4 Tipping Bucket Rain Gauge | 9000 | Solar-powered cellular (LTE-M) all-in-one weather station with a METER ATMOS 41 sensor (wind, temperature, humidity, solar radiation, and more) and a Hyquest TB4 tipping bucket rain gauge with pole mount and bird guard. Includes the 4G based LTE-CatM1/ NB-IoT logger, wall mounting frames, weather sensor, rain gauge and solar panel. Weather monitoring as part of environmental monitoring. | Yes | No | N/A | Eligible | Eligible for rebate funding. | N/A
8363 | 1475001 | FARMPULSE PTY LTD | Solar Powered Wi-Fi Rain Gauge Monitor with Hyquest TB4 Tipping Bucket | 2600 | Solar-powered Wi-Fi rainfall monitor with a Hyquest TB4 tipping bucket rain gauge, pole-mount adapter and bird guard. Includes a Wi-Fi logger, wall mounting frame, rain gauge and solar panel. Rainfall measurement over the farm's Wi-Fi network as part of environmental monitoring. | Yes | No | N/A | Eligible | Eligible for rebate funding. | N/A
8362 | 1475001 | FARMPULSE PTY LTD | Solar Powered 4G Rain Gauge Monitor with Hyquest TB4 Tipping Bucket | 2450 | Solar-powered cellular (LTE-M) rainfall monitor with a Hyquest TB4 tipping bucket rain gauge, pole-mount adapter and bird guard. Includes the 4G based LTE-CatM1/ NB-IoT logger, wall mounting frames, rain gauge and solar panel. Rainfall measurement as part of environmental monitoring. | Yes | No | N/A | Eligible | Eligible for rebate funding. | N/A
8355 | 1475001 | FARMPULSE PTY LTD | Solar Powered 4G Soil Moisture, Temperature and EC Monitor with 60cm Drill and Drop Probe | 2350 | Solar-powered cellular (LTE-M) soil moisture, temperature and electrical conductivity monitor with a Sentek 60cm Drill & Drop probe (5m cable). Includes the 4G based LTE-CatM1/ NB-IoT logger, wall mounting frames, soil moisture probe and solar panel. Environmental monitoring for irrigation, salinity and soil-condition decisions. | Yes | No | N/A | Eligible | Eligible for rebate funding. | N/A
8367 | 1475001 | FARMPULSE PTY LTD | Solar Powered Wi-Fi Temperature, Humidity and Pressure Monitor (Frost Protection) | 2350 | Solar-powered Wi-Fi microclimate monitor with an ERHTP20 temperature, humidity and barometric pressure sensor in a radiation screen. Includes a Wi-Fi logger, wall mounting frame, microclimate sensor and solar panel. Microclimate / frost-risk monitoring over the farm's Wi-Fi network as part of environmental monitoring. | Yes | No | N/A | Eligible Bundle | Itemised component breakdown required and must be provided when the claim is lodged, in accordance with the Grant Opportunity Guidelines. | N/A
8353 | 1475001 | FARMPULSE PTY LTD | Solar Powered 4G Soil Moisture and Temperature Monitor with 60cm Drill and Drop Probe | 2200 | Solar-powered cellular (LTE-M) soil moisture and temperature monitor with a Sentek 60cm Drill & Drop probe (5m cable) measuring moisture and temperature across the soil profile. Includes the 4G based LTE-CatM1/ NB-IoT logger, wall mounting frames, soil moisture probe and solar panel. Environmental monitoring for irrigation and soil-condition decisions. | Yes | No | N/A | Eligible | Eligible for rebate funding. | N/A
8366 | 1475001 | FARMPULSE PTY LTD | Solar Powered 4G Temperature, Humidity and Pressure Monitor (Frost Protection) | 2200 | Solar-powered cellular (LTE-M) microclimate monitor with an ERHTP20 temperature, humidity and barometric pressure sensor in a radiation screen. Includes the 4G based LTE-CatM1/ NB-IoT logger, wall mounting frames, microclimate sensor and solar panel. Microclimate / frost-risk monitoring as part of environmental monitoring. | Yes | No | N/A | Eligible Bundle | Itemised component breakdown required and must be provided when the claim is lodged, in accordance with the Grant Opportunity Guidelines. | N/A
8347 | 1475001 | FARMPULSE PTY LTD | Solar Powered Wi-Fi Stock Flow Monitor with 2" Bermad Water Meter | 2150 | Solar-powered Wi-Fi stock-water flow monitor supplied with a 2" Bermad MultiJet meter and 5m reedswitch cable. Includes a Wi-Fi logger, wall mounting frame, water meter and solar panel. Measures rural stock-water flow for environmental monitoring over the farm's existing Wi-Fi network. | Yes | No | N/A | Eligible | Eligible for rebate funding. | N/A
8350 | 1475001 | FARMPULSE PTY LTD | Solar Powered Wi-Fi Flow Monitor with Manuflo Insertion Flow Meter | 2150 | Solar-powered Wi-Fi flow monitor supplied with a Manuflo insertion flow meter and 5m sensor cable. Includes a Wi-Fi logger, wall mounting frame, flow meter and solar panel; saddles sold separately. Measures pipe-flow for environmental monitoring over the farm's existing Wi-Fi network. | Yes | No | N/A | Eligible | Eligible for rebate funding. | N/A
8354 | 1475001 | FARMPULSE PTY LTD | Solar Powered 4G Soil Moisture, Temperature and EC Monitor with 30cm Drill and Drop Probe | 2150 | Solar-powered cellular (LTE-M) soil moisture, temperature and electrical conductivity monitor with a Sentek 30cm Drill & Drop probe (5m cable). Includes the 4G based LTE-CatM1/ NB-IoT logger, wall mounting frames, soil moisture probe and solar panel. Environmental monitoring for irrigation, salinity and soil-condition decisions. | Yes | No | N/A | Eligible | Eligible for rebate funding. | N/A
8346 | 1475001 | FARMPULSE PTY LTD | Solar Powered 4G Stock Flow Monitor with 2" Bermad Water Meter | 2000 | Solar-powered cellular (LTE-M) stock-water flow monitor supplied with a 2" Bermad MultiJet meter and 5m reedswitch cable. Includes the 4G based LTE-CatM1/ NB-IoT logger, wall mounting frames, water meter and solar panel. Measures rural stock-water flow as part of environmental monitoring of on-farm water use. | Yes | No | N/A | Eligible | Eligible for rebate funding. | N/A
8349 | 1475001 | FARMPULSE PTY LTD | Solar Powered 4G Flow Monitor with Manuflo Insertion Flow Meter | 2000 | Solar-powered cellular (LTE-M) flow monitor supplied with a Manuflo insertion flow meter and 5m sensor cable. Includes the 4G based LTE-CatM1/ NB-IoT logger, wall mounting frames, flow meter and solar panel; saddles sold separately based on pipe size. Measures pipe-flow as part of environmental monitoring of on-farm water use. | Yes | No | N/A | Eligible | Eligible for rebate funding. | N/A
8352 | 1475001 | FARMPULSE PTY LTD | Solar Powered 4G Soil Moisture and Temperature Monitor with 30cm Drill and Drop Probe | 2000 | Solar-powered cellular (LTE-M) soil moisture and temperature monitor with a Sentek 30cm Drill & Drop probe (5m cable) measuring moisture and temperature across the soil profile. Includes the 4G based LTE-CatM1/ NB-IoT logger, wall mounting frames, soil moisture probe and solar panel. Environmental monitoring for irrigation and soil-condition decisions. | Yes | No | N/A | Eligible | Eligible for rebate funding. | N/A
8365 | 1475001 | FARMPULSE PTY LTD | Solar Powered Wi-Fi Rain Gauge Monitor with Hyquest TB7 Tipping Bucket | 2000 | Solar-powered Wi-Fi rainfall monitor with a low-cost Hyquest TB7 tipping bucket rain gauge and pole-mount adapter. Includes a Wi-Fi logger, wall mounting frame, rain gauge and solar panel. Rainfall measurement over the farm's Wi-Fi network as part of environmental monitoring. | Yes | No | N/A | Eligible | Eligible for rebate funding. | N/A
8348 | 1475001 | FARMPULSE PTY LTD | AC Powered Wi-Fi Stock Flow Monitor with 2" Bermad Water Meter | 1850 | Mains-powered Wi-Fi stock-water flow monitor supplied with a 2" Bermad MultiJet meter and 5m reedswitch cable. Includes a Wi-Fi logger in enclosure, water meter and DC power pack. Measures rural stock-water flow for environmental monitoring over Wi-Fi. | Yes | No | N/A | Eligible | Eligible for rebate funding. | N/A
8351 | 1475001 | FARMPULSE PTY LTD | AC Powered Wi-Fi Flow Monitor with Manuflo Insertion Flow Meter | 1850 | Mains-powered Wi-Fi flow monitor supplied with a Manuflo insertion flow meter and 5m sensor cable. Includes a Wi-Fi logger in enclosure, flow meter and DC power pack; saddles sold separately. Measures pipe-flow for environmental monitoring over Wi-Fi. | Yes | No | N/A | Eligible | Eligible for rebate funding. | N/A
8364 | 1475001 | FARMPULSE PTY LTD | Solar Powered 4G Rain Gauge Monitor with Hyquest TB7 Tipping Bucket | 1850 | Solar-powered cellular (LTE-M) rainfall monitor with a low-cost Hyquest TB7 tipping bucket rain gauge and pole-mount adapter. Includes the 4G based LTE-CatM1/ NB-IoT logger, wall mounting frames, rain gauge and solar panel. Rainfall measurement as part of environmental monitoring. | Yes | No | N/A | Eligible | Eligible for rebate funding. | N/A
8357 | 1475001 | FARMPULSE PTY LTD | Solar Powered Wi-Fi Pressure Monitor | 1750 | Solar-powered Wi-Fi pressure monitor with a Danfoss pressure sensor (0-6, 0-10 or 0-16 bar option) and 5m cable. Includes a Wi-Fi logger, wall mounting frame, pressure sensor and solar panel. Water/pipe pressure monitoring over the farm's Wi-Fi network as part of environmental monitoring. | Yes | No | N/A | Eligible | Eligible for rebate funding. | N/A
8356 | 1475001 | FARMPULSE PTY LTD | Solar Powered 4G Pressure Monitor | 1600 | Solar-powered cellular (LTE-M) pressure monitor with a Danfoss pressure sensor (0-6, 0-10 or 0-16 bar option) and 5m cable. Includes the 4G based LTE-CatM1/ NB-IoT logger, wall mounting frames, pressure sensor and solar panel. Water/pipe pressure monitoring as part of environmental monitoring. | Yes | No | N/A | Eligible | Eligible for rebate funding. | N/A
8358 | 1475001 | FARMPULSE PTY LTD | AC Powered Wi-Fi Pressure Monitor | 1450 | Mains-powered Wi-Fi pressure monitor with a Danfoss pressure sensor (0-6, 0-10 or 0-16 bar option) and 5m cable. Includes a Wi-Fi logger in enclosure, pressure sensor and DC power pack. Water/pipe pressure monitoring over Wi-Fi as part of environmental monitoring. | Yes | No | N/A | Eligible | Eligible for rebate funding. | N/A
8344 | 1475001 | FARMPULSE PTY LTD | Solar Powered Wi-Fi Flow Monitor for Existing Water Meter | 1400 | Solar-powered Wi-Fi flow monitor that retrofits to an existing on-farm water meter using a reedswitch or digital pulse output sensor with 5m cable. Includes a Wi-Fi logger, solar panel and connectors. Measures water flow for environmental monitoring of on-farm water use over the farm's existing Wi-Fi network. | Yes | No | N/A | Eligible | Eligible for rebate funding. | N/A
8359 | 1475001 | FARMPULSE PTY LTD | Solar Powered Configurable Remote Monitor | 1400 | Solar-powered configurable remote monitor with selectable connectivity — cellular (LTE-CatM1/ NB-IoT), Wi-Fi, or satellite (Myriota). Includes the connectivity logger, wall mounting frames, solar panel and digital, analog and SDI-12 sensor inputs. Configured per customer requirement; additional sensor components charged separately. Used to monitor a wide range of environmental parameters such as water, soil, and microclimate. | Yes | No | N/A | Eligible | Eligible for rebate funding. | N/A
8343 | 1475001 | FARMPULSE PTY LTD | Solar Powered 4G Flow Monitor for Existing Water Meter | 1250 | Solar-powered cellular (LTE-M) flow monitor that retrofits to an existing on-farm water meter using a reedswitch or digital pulse output sensor with 5m cable. Includes the 4G based LTE-CatM1/ NB-IoT logger, solar panel, wall mounting frames and connectors. Measures water flow as part of environmental monitoring of on-farm water use. | Yes | No | N/A | Eligible | Eligible for rebate funding. | N/A
8345 | 1475001 | FARMPULSE PTY LTD | AC Powered Wi-Fi Flow Monitor for Existing Water Meter | 1100 | Mains-powered Wi-Fi flow monitor that retrofits to an existing water meter using a reedswitch or digital pulse output sensor with 5m cable. Includes a Wi-Fi logger in enclosure, 5m plug-in DC power pack and connectors. Measures water flow for environmental monitoring of on-farm water use over Wi-Fi. | Yes | No | N/A | Eligible | Eligible for rebate funding. | N/A
9914 | 1475446 | Farmtell Pty Ltd | HayMate Max | 5000 | The Farmtell Haymate Max supports farm management through large-scale remote monitoring of water infrastructure, environmental conditions and operational assets across the farm. The system enables producers to connect and manage a broad range of sensors and monitoring points, including water tanks, troughs, pumps, rainfall, weather stations and other critical infrastructure from a mobile device or computer. Real-time data, alerts and reporting provide improved operational visibility, reduce the need for manual inspections and support timely, informed decision-making across larger and more complex farming enterprises. | Yes | no | Can install in Victoria | Eligible | Eligible for rebate funding. | N/A
9913 | 1475446 | Farmtell Pty Ltd | HayMate Medium | 3500 | The Farmtell Haymate V2 supports farm management through remote monitoring and collection of data from water infrastructure, environmental sensors and operational assets across the farm. The system enables producers to connect and monitor multiple sensor types, including water tanks, troughs, pumps, rainfall, weather stations, soil and environmental monitoring equipment, from a mobile device or computer. Real-time data, alerts and reporting improve operational visibility, reduce the need for manual inspections and support timely, informed decision-making to improve efficiency and resource management. | Yes | no | Can install in Victoria | Eligible | Eligible for rebate funding. | N/A
9917 | 1475446 | Farmtell Pty Ltd | Soil probe | 1700 | The Farmtell EnviroPro 80cm Soil Moisture Probe supports farm management through continuous monitoring of soil moisture and soil temperature at multiple depths within the soil profile. Installed in-field and connected to a compatible monitoring system, the probe provides real-time data to assist with irrigation scheduling, crop and pasture management, and water-use efficiency. By providing accurate information on soil conditions, the solution supports informed decision-making, improves resource management and reduces the need for manual field inspections. | Yes | no | only in Victoria | Eligible | Eligible for rebate funding. | N/A
9912 | 1475446 | Farmtell Pty Ltd | HayMate Mini | 1500 | The Farmtell Haymate Mini supports farm management through remote monitoring of water infrastructure and environmental conditions across the farm. The system collects and transmits data from connected sensors, enabling producers to monitor assets such as water tanks, troughs, pumps, rainfall and other critical infrastructure from a mobile device or computer. By providing timely information and alerts, the solution reduces the need for manual inspections, improves operational visibility and supports faster, more informed management decisions. | Yes | no | Can install in Victoria | Eligible | Eligible for rebate funding. | N/A
9630 | 1475312 | FLOW SMART VIC PTY LTD | Enviro Station Plus Disease | 6097 | Metos 5 300 Weather Station encompases Precipitation, Air Temperature and Relative Humidity, Leaf Wetness, Global Radiation, Wind Speed and Direction along with Calculations for Dew Point, VPD, Delta-T and ET0. Compatible with Soil probe Add-on | Yes | No | Through our dealer network, Where there are gaps we will suport it in the business | Eligible | Eligible for rebate funding. | N/A
9631 | 1475312 | FLOW SMART VIC PTY LTD | Enviro Station | 5641 | Metos 5 280 Weather Station encompases Precipitation, Air Temperature and Relative Humidity, Global Radiation, Wind Speed and Direction along with Calculations for Dew Point, VPD, Delta-T and ET0. Compatible with Soil probe Add-on | Yes | No | Through our dealer network, Where there are gaps we will suport it in the business | Eligible | Eligible for rebate funding. | N/A
9632 | 1475312 | FLOW SMART VIC PTY LTD | Delta-T Station | 3097 | Metos 5 Base with Precipitation, Air Temperature and Relative Humidity along with Calculated Dew Point, VPD, Delta T and ET0. Compatible with Soil probe Add-on | Yes | No | Through our dealer network, Where there are gaps we will suport it in the business | Eligible | Eligible for rebate funding. | N/A
9640 | 1475312 | FLOW SMART VIC PTY LTD | Add-on Soil Probe EnviroPro EC 120cm | 2400 | EnviroPro EC, Moisture & Temperature 120cm 12 Sensors | No | No | Through our dealer network, Where there are gaps we will suport it in the business | Eligible | Eligible for rebate funding. | N/A
9633 | 1475312 | FLOW SMART VIC PTY LTD | Remote Rain Guage Station | 2317 | Meto 5 Base with Precipitation. Compatible with Soil probe Add-on | Yes | No | Through our dealer network, Where there are gaps we will suport it in the business | Eligible | Eligible for rebate funding. | N/A
9639 | 1475312 | FLOW SMART VIC PTY LTD | Add-on Soil Probe Sentek 120cm Plus EC | 1791 | SENTEK D&D TRISCAN PROFILE SENSOR PROBE 120 CM: 12 X SOIL MOISTURE, 12 X SALINITY AND 12 X SOIL TEMPERATURE, 5 M CABLE | No | No | Through our dealer network, Where there are gaps we will suport it in the business | Eligible Bundle | Itemised component breakdown required and must be provided when the claim is lodged, in accordance with the Grant Opportunity Guidelines. | N/A
9636 | 1475312 | FLOW SMART VIC PTY LTD | Add-on Soil Probe Sentek 120cm | 1480 | SENTEK D&D PROFILE SENSOR PROBE 120 CM: 12 X SOIL MOISTURE AND 12 X SOIL TEMPERATURE, 5 M CABLE | No | No | Through our dealer network, Where there are gaps we will suport it in the business | Eligible Bundle | Itemised component breakdown required and must be provided when the claim is lodged, in accordance with the Grant Opportunity Guidelines. | N/A
9638 | 1475312 | FLOW SMART VIC PTY LTD | Add-on Soil Probe Sentek 90cm plus EC | 1454 | SENTEK D&D TRISCAN PROFILE SENSOR PROBE 90 CM: 9 X SOIL MOISTURE, 9 X SALINITY AND 9 X SOIL TEMPERATURE, 5 M CABLE | No | No | Through our dealer network, Where there are gaps we will suport it in the business | Eligible Bundle | Itemised component breakdown required and must be provided when the claim is lodged, in accordance with the Grant Opportunity Guidelines. | N/A
9635 | 1475312 | FLOW SMART VIC PTY LTD | Add-on Soil Probe Sentek 90cm | 1185 | SENTEK D&D PROFILE SENSOR PROBE 90 CM: 9 X SOIL MOISTURE AND 9 X SOIL TEMPERATURE, 5 M CABLE | No | No | Through our dealer network, Where there are gaps we will suport it in the business | Eligible Bundle | Itemised component breakdown required and must be provided when the claim is lodged, in accordance with the Grant Opportunity Guidelines. | N/A
9637 | 1475312 | FLOW SMART VIC PTY LTD | Add-on Soil Probe Sentek 60cm plus EC | 1101.8 | SENTEK D&D TRISCAN PROFILE SENSOR PROBE 60 CM: 6 X SOIL MOISTURE, 6 X SALINITY AND 6 X SOIL TEMPERATURE, 5 M CABLE | No | No | Through our dealer network, Where there are gaps we will suport it in the business | Eligible Bundle | Itemised component breakdown required and must be provided when the claim is lodged, in accordance with the Grant Opportunity Guidelines. | N/A
9634 | 1475312 | FLOW SMART VIC PTY LTD | Add-on Soil Probe Sentek 60cm | 903.11 | SENTEK D&D PROFILE SENSOR PROBE 60 CM: 6 X SOIL MOISTURE AND 6 X SOIL TEMPERATURE, 5 M CABLE | No | No | Through our dealer network, Where there are gaps we will suport it in the business | Eligible Bundle | Itemised component breakdown required and must be provided when the claim is lodged, in accordance with the Grant Opportunity Guidelines. | N/A
7686 | 1475576 | FreshChain Systems Pty Ltd | FreshChain OS 5G Environmental Sensor | 270 | Reusable multi-network tracking hardware utilizing temperature, humidity, shock, location, and light sensors to monitor cargo. | Yes | No | Plug-and-play activation. Supported by remote helpdesk validation and automated diagnostic routines. | Eligible | Eligible for rebate funding. | N/A
6208 | 1475576 | FreshChain Systems Pty Ltd | FreshChain OS 5G Environmental Sensor | 270 | Reusable multi-network tracking hardware utilizing temperature, humidity, shock, location, and light sensors to monitor cargo. | Yes | No | Plug-and-play activation. Supported by remote helpdesk validation and automated diagnostic routines. | Eligible | Eligible for rebate funding. | N/A
6146 | 1475530 | Groundwater Imaging Pty Ltd | Centre Pivot Irrigator Mounted DualEM 1s with telemetry | 62000 | Bulk soil moisture changes investigation via Electromagnetic Bulk soil resistivity imaging at 0.3m and 0.8m focal depths around the path of the meter as the irrigator moves. Includes GNSS and Irrigation Gauge. Sensor is dragged. | No | Yes | I will install and provide training | Eligible | Eligible for rebate funding. | N/A
6144 | 1475530 | Groundwater Imaging Pty Ltd | CentrePivot Irrigator Mounted SchwaRTech Earth Resistivity Tomography Meter with 8 electrodes and telemetry. | 36000 | A tomographic image of soil resistivity profile is generated around the path of the meter on the centre pivot every time it is in motion. It is transmitted for comparison with previous images for investigating relative distribution of soil moisture. | No | Yes | I will install and provide training | Eligible Bundle | Itemised component breakdown required and must be provided when the claim is lodged, in accordance with the Grant Opportunity Guidelines. | N/A
6142 | 1475530 | Groundwater Imaging Pty Ltd | Vertosol moisture profile monitoring - upward looking tomography. | 27000 | Cracking clay soil (Vertosol) soil moisture monitoring is notoriously difficult. SchwaRTech Electrical Resistivity Tomography from deep trenched electrodes looks upwards to monitor moisture profile change from below. | No | Yes | I will install and provide training | Eligible | Eligible for rebate funding. | N/A
6143 | 1475530 | Groundwater Imaging Pty Ltd | Irrigation Channel/Dam Seepage cross-section monitor - SchwaRTech Earth Resistivity Meter with telemetry and electrodes. | 27000 | A tomographic image of soil resistivity profile is repeatedly generated in a transect perpendicular to features such as irrigation canals and dams to watch moisture seepage. | No | Yes | I will install and provide training | Eligible Bundle | Itemised component breakdown required and must be provided when the claim is lodged, in accordance with the Grant Opportunity Guidelines. | N/A
6141 | 1475530 | Groundwater Imaging Pty Ltd | Evaporation and Seepage Dam Monitor | 13230 | A weather station and water level monitor are used together to calculate reservoir losses and to divide them between evaporation and seepage when there are no other flows. | No | Yes | I will install and provide training | Eligible | Eligible for rebate funding. | N/A
6140 | 1475530 | Groundwater Imaging Pty Ltd | Soil Moisture Probe Cluster and YDOC telemetry | 5500 | Three installed 120cm Enviropro probes and a YDOC logger with telemetry. Distances from logger to probes <=60m. | No | Yes | I will install and provide training | Eligible Bundle | Itemised component breakdown required and must be provided when the claim is lodged, in accordance with the Grant Opportunity Guidelines. | N/A
6138 | 1475530 | Groundwater Imaging Pty Ltd | Water level probe - SDI12 for piezometer + YDOC logger | 5170 | A water level monitor for a piezometer with telemetry suitable for monitoring. | No | No | I will install | Eligible Bundle | Itemised component breakdown required and must be provided when the claim is lodged, in accordance with the Grant Opportunity Guidelines. | N/A
6137 | 1475530 | Groundwater Imaging Pty Ltd | Water level probe - 4-20mA for production bore + YDOC logger | 4920 | A water level monitor for a production bore with telemetry suitable for control plus monitoring. 4-20mA handles noise from pump wiring. | No | No | I will install | Eligible Bundle | Itemised component breakdown required and must be provided when the claim is lodged, in accordance with the Grant Opportunity Guidelines. | N/A
1628 | 1474243 | Hanful Farms Trust | Vaisala Weather Transmitter | 10050 | Weather Station - connects to Telemetry Kit | Not intedend for self install | No | N/A | Eligible | Eligible for rebate funding. | N/A
1627 | 1474243 | Hanful Farms Trust | ATMOS 41 Gen 2 all-in-one weather station including bird guard, SDI-12 output, 5m cable | 7500 | Weather Station - connects to Telemetry Kit | Not intedend for self install | No | N/A | Eligible | Eligible for rebate funding. | N/A
1553 | 1474243 | Hanful Farms Trust | iData - Webgateway (9 Inputs), requires a mobile phone SIM (not included)* | 3700 | Solar Powered Radio Telemetry Kit for Environmental or Farm Management Sensors with Cellular Modem | Not intedend for self install | No | N/A | Eligible | Eligible for rebate funding. | N/A
1560 | 1474243 | Hanful Farms Trust | iData - Webgateway Dual, requires a mobile phone SIM (not included)* | 3355 | Solar Powered Radio Telemetry Kit for Environmental or Farm Management Sensors with Cellular Modem, with outputs to control two devices | Not intedend for self install | No | N/A | Eligible | Eligible for rebate funding. | N/A
1605 | 1474243 | Hanful Farms Trust | EnviroPro Sub Surface 160S Moisture, Temp, Salinity Probe | 3320 | Soil Mositure Probe - connects by cable to Telemetry Kit | Not intedend for self install | No | N/A | Eligible | Eligible for rebate funding. | N/A
1551 | 1474243 | Hanful Farms Trust | iData - Web 4G (9 Inputs) , requires a mobile phone SIM (not included)* | 2775 | Solar Powered Telemetry Kit for Environmental or Farm Management Sensors with Cellular Modem | Not intedend for self install | No | N/A | Eligible | Eligible for rebate funding. | N/A
1552 | 1474243 | Hanful Farms Trust | iData - Web 4G (9 Inputs) with 240v Plug Pack, requires a mobile phone SIM (not included)* | 2775 | Mains Powered Telemetry Kit for Environmental or Farm Management Sensors with Cellular Modem | Not intedend for self install | No | N/A | Eligible | Eligible for rebate funding. | N/A
1559 | 1474243 | Hanful Farms Trust | iData - Webgateway Single with 240v Plug Pack, requires a mobile phone SIM (not included)* | 2650 | Mains Powered Radio Telemetry Kit for Environmental or Farm Management Sensors with Cellular Modem, with outputs to control two devices | Not intedend for self install | No | N/A | Eligible | Eligible for rebate funding. | N/A
1558 | 1474243 | Hanful Farms Trust | iData - Webgateway Single, requires a mobile phone SIM (not included)* | 2650 | Solar Powered Radio Telemetry Kit for Environmental or Farm Management Sensors with Cellular Modem, with output to control one device | Not intedend for self install | No | N/A | Eligible | Eligible for rebate funding. | N/A
1557 | 1474243 | Hanful Farms Trust | iData - Web Dual, requires a mobile phone SIM (not included)* | 2525 | Solar Powered Telemetry Kit for Environmental or Farm Management Sensors with Cellular Modem with outputs to control two devices | Not intedend for self install | No | N/A | Eligible | Eligible for rebate funding. | N/A
1527 | 1474243 | Hanful Farms Trust | iData - Radio (9 inputs) with Extra Large Hinged Enclosure | 2455 | Solar Powered Radio Telemetry Kit for Environmental or Farm Management Sensors | Not intedend for self install | No | N/A | Eligible | Eligible for rebate funding. | N/A
1604 | 1474243 | Hanful Farms Trust | EnviroPro Sub Surface 120S Moisture, Temp, Salinity Probe | 2400 | Soil Mositure Probe - connects by cable to Telemetry Kit | Not intedend for self install | No | N/A | Eligible | Eligible for rebate funding. | N/A
1526 | 1474243 | Hanful Farms Trust | iData - Radio (9 inputs) with Extra Large Enclosure and 7AH Lithium Battery | 2205 | Solar Powered Radio Telemetry Kit for Environmental or Farm Management Sensors | Not intedend for self install | No | N/A | Eligible | Eligible for rebate funding. | N/A
1525 | 1474243 | Hanful Farms Trust | iData - Radio (9 inputs) with Extra Large Enclosure | 2155 | Solar Powered Radio Telemetry Kit for Environmental or Farm Management Sensors | Not intedend for self install | No | N/A | Eligible | Eligible for rebate funding. | N/A
1524 | 1474243 | Hanful Farms Trust | iData - Radio (9 inputs) with 7AH Lithium Battery | 2099 | Solar Powered Radio Telemetry Kit for Environmental or Farm Management Sensors | Not intedend for self install | No | N/A | Eligible | Eligible for rebate funding. | N/A
1653 | 1474243 | Hanful Farms Trust | Fruit Dendrometer. 4 to 30 mm range. SDI-12 output. 5m cable. | 2054 | Plant Growth Sensor - connects to Telemetry Kit | Not intedend for self install | No | N/A | Eligible | Eligible for rebate funding. | N/A
1654 | 1474243 | Hanful Farms Trust | Fruit Dendrometer. 30 to 160 mm range. SDI-12 output. 5m cable. | 2054 | Plant Growth Sensor - connects to Telemetry Kit | Not intedend for self install | No | N/A | Eligible | Eligible for rebate funding. | N/A
1655 | 1474243 | Hanful Farms Trust | Fruit Dendrometer. 15 to 90 mm range. SDI-12 output. 5m cable. | 2054 | Plant Growth Sensor - connects to Telemetry Kit | Not intedend for self install | No | N/A | Eligible | Eligible for rebate funding. | N/A
1656 | 1474243 | Hanful Farms Trust | Fruit Dendrometer. 7 to 45 mm range. SDI-12 output. 5m cable. | 2054 | Plant Growth Sensor - connects to Telemetry Kit | Not intedend for self install | No | N/A | Eligible | Eligible for rebate funding. | N/A
1522 | 1474243 | Hanful Farms Trust | iData - Radio (9 inputs) | 2040 | Solar Powered Radio Telemetry Kit for Environmental or Farm Management Sensors | Not intedend for self install | No | N/A | Eligible | Eligible for rebate funding. | N/A
1523 | 1474243 | Hanful Farms Trust | iData - Radio with 240v Plug Pack (9 inputs) | 2040 | Mains Powered Radio Telemetry Kit for Environmental or Farm Management Sensors | Not intedend for self install | No | N/A | Eligible | Eligible for rebate funding. | N/A
1556 | 1474243 | Hanful Farms Trust | iData - Web Single with 240v Plug Pack, requires a mobile phone SIM (not included)* | 1820 | Mains Powered Telemetry Kit for Environmental or Farm Management Sensors with Cellular Modem, with outputs to control two devices | Not intedend for self install | No | N/A | Eligible | Eligible for rebate funding. | N/A
1555 | 1474243 | Hanful Farms Trust | iData - Web Single, requires a mobile phone SIM (not included)* | 1820 | Solar Powered Telemetry Kit for Environmental or Farm Management Sensors with Cellular Modem, with output to control one device | Not intedend for self install | No | N/A | Eligible | Eligible for rebate funding. | N/A
1650 | 1474243 | Hanful Farms Trust | DE-1 Dendrometer mounted on implanted rod | 1814 | Plant Growth Sensor - connects to Telemetry Kit | Not intedend for self install | No | N/A | Eligible | Eligible for rebate funding. | N/A
1651 | 1474243 | Hanful Farms Trust | SD-5 Stem Microvariation Sensor | 1814 | Plant Growth Sensor - connects to Telemetry Kit | Not intedend for self install | No | N/A | Eligible | Eligible for rebate funding. | N/A
1652 | 1474243 | Hanful Farms Trust | SD-10 Stem Microvariation Sensor | 1814 | Plant Growth Sensor - connects to Telemetry Kit | Not intedend for self install | No | N/A | Eligible | Eligible for rebate funding. | N/A
1603 | 1474243 | Hanful Farms Trust | EnviroPro Sub Surface 80S Moisture, Temp, Salinity Probe | 1640 | Soil Mositure Probe - connects by cable to Telemetry Kit | Not intedend for self install | No | N/A | Eligible | Eligible for rebate funding. | N/A
1550 | 1474243 | Hanful Farms Trust | iData Logger - Cable (9 inputs) | 1455 | Solar Powered Expansion Kit for Environmental or Farm Management Sensors | Not intedend for self install | No | N/A | Eligible | Eligible for rebate funding. | N/A
1663 | 1474243 | Hanful Farms Trust | Implexx Sap Flow Sensor Gen 2 with 30mm long probes. Heat pulse velocity sensor for sap flow and stem water content. Stainless steel sleeves included (pack of 9). SDI-12 output. 5m cable. | 1337 | Plant Growth Sensor - connects to Telemetry Kit | Not intedend for self install | No | N/A | Eligible | Eligible for rebate funding. | N/A
1602 | 1474243 | Hanful Farms Trust | EnviroPro Sub Surface 40S Moisture, Temp, Salinity Probe | 1140 | Soil Mositure Probe - connects by cable to Telemetry Kit | Not intedend for self install | No | N/A | Eligible | Eligible for rebate funding. | N/A
1637 | 1474243 | Hanful Farms Trust | Temperature, relative humidity, vapour pressure deficit, barometric sensor, SDI-12 output, 5m cable, with radiation shield | 1140 | Weather Parameter Sensor - connects to Telemetry Kit | Not intedend for self install | No | N/A | Eligible | Eligible for rebate funding. | N/A
1601 | 1474243 | Hanful Farms Trust | AquaCheck Sub Surface 120cm Probe with 5m cable | 1088 | Soil Mositure Probe - connects by cable to Telemetry Kit | Not intedend for self install | No | N/A | Eligible | Eligible for rebate funding. | N/A
1600 | 1474243 | Hanful Farms Trust | AquaCheck Sub Surface 100cm Probe with 5m cable | 1067 | Soil Mositure Probe - connects by cable to Telemetry Kit | Not intedend for self install | No | N/A | Eligible | Eligible for rebate funding. | N/A
1599 | 1474243 | Hanful Farms Trust | AquaCheck Sub Surface 80cm Probe with 5m cable | 1057 | Soil Mositure Probe - connects by cable to Telemetry Kit | Not intedend for self install | No | N/A | Eligible | Eligible for rebate funding. | N/A
1598 | 1474243 | Hanful Farms Trust | AquaCheck Sub Surface 60cm Probe with 5m cable | 1030 | Soil Mositure Probe - connects by cable to Telemetry Kit | Not intedend for self install | No | N/A | Eligible | Eligible for rebate funding. | N/A
1657 | 1474243 | Hanful Farms Trust | LT-1 Leaf Temperature Sensor | 1000 | Weather Parameter Sensor - connects to Telemetry Kit | Not intedend for self install | No | N/A | Eligible | Eligible for rebate funding. | N/A
1585 | 1474243 | Hanful Farms Trust | 9 Port Logger Board with 1 Output | 985 | Input Expansion Module | Not intedend for self install | No | N/A | Eligible | Eligible for rebate funding. | N/A
1597 | 1474243 | Hanful Farms Trust | AquaCheck Sub-Surface 40cm Probe with 5m cable | 924 | Soil Mositure Probe - connects by cable to Telemetry Kit | Not intedend for self install | No | N/A | Eligible | Eligible for rebate funding. | N/A
1662 | 1474243 | Hanful Farms Trust | Soil water potential and temperature sensor, calibrated, SDI-12 output, 5m cable. | 875 | Soil Mositure Probe - connects by cable to Telemetry Kit | Not intedend for self install | No | N/A | Eligible | Eligible for rebate funding. | N/A
1658 | 1474243 | Hanful Farms Trust | TDR-315H Sensor - Volumetric Water Content, Temperature & EC | 850 | Soil Mositure Probe - connects by cable to Telemetry Kit | Not intedend for self install | No | N/A | Eligible | Eligible for rebate funding. | N/A
1659 | 1474243 | Hanful Farms Trust | TDR-310W Sensor - Volumetric Water Content, Temperature & EC | 850 | Soil Mositure Probe - connects by cable to Telemetry Kit | Not intedend for self install | No | N/A | Eligible | Eligible for rebate funding. | N/A
1660 | 1474243 | Hanful Farms Trust | TDR-305N Sensor - Volumetric Water Content, Temperature & EC | 850 | Soil Mositure Probe - connects by cable to Telemetry Kit | Not intedend for self install | No | N/A | Eligible | Eligible for rebate funding. | N/A
1661 | 1474243 | Hanful Farms Trust | Soil water content, temperature & EC sensor, SDI-12 output, 5m cable | 825 | Soil Mositure Probe - connects by cable to Telemetry Kit | Not intedend for self install | No | N/A | Eligible | Eligible for rebate funding. | N/A
1596 | 1474243 | Hanful Farms Trust | AquaCheck Sub-Surface 20cm Probe with 5m cable | 685 | Soil Mositure Probe - connects by cable to Telemetry Kit | Not intedend for self install | No | N/A | Eligible | Eligible for rebate funding. | N/A
1630 | 1474243 | Hanful Farms Trust | Solar Radiation Sensor | 495 | Weather Parameter Sensor - connects to Telemetry Kit | Not intedend for self install | No | N/A | Eligible | Eligible for rebate funding. | N/A
1631 | 1474243 | Hanful Farms Trust | Anemometer | 495 | Weather Parameter Sensor - connects to Telemetry Kit | Not intedend for self install | No | N/A | Eligible | Eligible for rebate funding. | N/A
1636 | 1474243 | Hanful Farms Trust | Temperature and Humidity Sensor | 397 | Weather Parameter Sensor - connects to Telemetry Kit | Not intedend for self install | No | N/A | Eligible | Eligible for rebate funding. | N/A
1648 | 1474243 | Hanful Farms Trust | Vacuum Pressure Transmitter 0-15PSI Absolute | 364 | Water Pressure Sensor - connects to Telemetry Kit | Not intedend for self install | No | N/A | Eligible | Eligible for rebate funding. | N/A
1635 | 1474243 | Hanful Farms Trust | Hi Resolution Temp Sensor | 345 | Weather Parameter Sensor - connects to Telemetry Kit | Not intedend for self install | No | N/A | Eligible | Eligible for rebate funding. | N/A
1632 | 1474243 | Hanful Farms Trust | Rain Bucket | 330 | Weather Parameter Sensor - connects to Telemetry Kit | Not intedend for self install | No | N/A | Eligible | Eligible for rebate funding. | N/A
1649 | 1474243 | Hanful Farms Trust | Leaf Wetness Sensor | 305 | Weather Parameter Sensor - connects to Telemetry Kit | Not intedend for self install | No | N/A | Eligible | Eligible for rebate funding. | N/A
1646 | 1474243 | Hanful Farms Trust | Pressure Transmitter 0-6 Bar (87 PSI) with 9ft of cable prewired (indent) | 258 | Water Pressure Sensor - connects to Telemetry Kit | Not intedend for self install | No | N/A | Eligible | Eligible for rebate funding. | N/A
1647 | 1474243 | Hanful Farms Trust | Pressure Transmitter 0-10 Bar (145 PSI) with 9ft of cable prewired (indent) | 258 | Water Pressure Sensor - connects to Telemetry Kit | Not intedend for self install | No | N/A | Eligible | Eligible for rebate funding. | N/A
1644 | 1474243 | Hanful Farms Trust | Pressure Transmitter 0-6 Bar (87 PSI) with 3ft of cable prewired (indent) | 247 | Water Pressure Sensor - connects to Telemetry Kit | Not intedend for self install | No | N/A | Eligible | Eligible for rebate funding. | N/A
1645 | 1474243 | Hanful Farms Trust | Pressure Transmitter 0-10 Bar (145 PSI) with 3ft of cable prewired (indent) | 247 | Water Pressure Sensor - connects to Telemetry Kit | Not intedend for self install | No | N/A | Eligible | Eligible for rebate funding. | N/A
1638 | 1474243 | Hanful Farms Trust | Pressure Transmitter 0-0.5 Bar (7 PSI) (External Tank Level Sensor) | 236 | Water Pressure Sensor - connects to Telemetry Kit | Not intedend for self install | No | N/A | Eligible | Eligible for rebate funding. | N/A
1639 | 1474243 | Hanful Farms Trust | Pressure Transmitter 0-2.5 Bar (36 PSI) | 236 | Water Pressure Sensor - connects to Telemetry Kit | Not intedend for self install | No | N/A | Eligible | Eligible for rebate funding. | N/A
1640 | 1474243 | Hanful Farms Trust | Pressure Transmitter 0-6 Bar (87 PSI) | 236 | Water Pressure Sensor - connects to Telemetry Kit | Not intedend for self install | No | N/A | Eligible | Eligible for rebate funding. | N/A
1641 | 1474243 | Hanful Farms Trust | Pressure Transmitter 0-10 Bar (145 PSI) | 236 | Water Pressure Sensor - connects to Telemetry Kit | Not intedend for self install | No | N/A | Eligible | Eligible for rebate funding. | N/A
1642 | 1474243 | Hanful Farms Trust | Pressure Transmitter 0-16 Bar (230 PSI) | 236 | Water Pressure Sensor - connects to Telemetry Kit | Not intedend for self install | No | N/A | Eligible | Eligible for rebate funding. | N/A
1643 | 1474243 | Hanful Farms Trust | Pressure Transmitter 0-25 Bar (350 PSI) | 236 | Water Pressure Sensor - connects to Telemetry Kit | Not intedend for self install | No | N/A | Eligible | Eligible for rebate funding. | N/A
1606 | 1474243 | Hanful Farms Trust | Level Shift Board - use with EnviroPro for extended cable runs | 37 | Adaptor Board for existing probes to connect to Telemetry Kits | Not intedend for self install | No | N/A | Eligible | Eligible for rebate funding. | N/A
3054 | 1475495 | HIVEIQ PTY LTD | Hive Scales | 636.3545 | The HiveIQ Hive Scales are seamlessly integrated into the hive base to provide continuous, real-time weight monitoring of the entire colony. As hive weight changes, the scales deliver precise data to the Communications Gateway via Bluetooth for upload to the cloud platform. Combined with temperature, humidity, and weather data, this enables advanced analytics to detect key events such as nectar flows ready for harvest, low stores risking starvation, or abnormal weight loss indicating issues like swarming or disease. This remote monitoring capability eliminates unnecessary site visits, significantly improving efficiency and productivity for beekeepers managing remote or widely dispersed apiaries in regional and rural Australia. | Yes | No | <not provided> | Eligible | Eligible for rebate funding. | N/A
3052 | 1475495 | HIVEIQ PTY LTD | T-bar - Temperature and Humidity Sensor | 109.0818 | The HiveIQ T-Bar Sensor is a rugged, internal hive monitoring device that is easily installed inside the beehive to continuously measure key environmental parameters — temperature and humidity. It seamlessly transmits data via Bluetooth to the HiveIQ Cellular Communications Gateway for aggregation and upload to the cloud platform. This real-time internal hive data, combined with weight sensors and external weather information, feeds our advanced Macquarie University-developed algorithms to assess colony health, detect issues early, and provide actionable insights. By enabling precise, remote monitoring without frequent hive disturbance, the T-Bar Sensor improves colony productivity, reduces losses, and supports more efficient beekeeping operations in regional and rural Australia. | Yes | No | <not provided> | Eligible | Eligible for rebate funding. | N/A
8320 | 1474991 | Hydrotech Monitoring Lty Ltd | 80cm Full Version Probe | 1950 | EnviroPRO is a high-performance multi-function subsurface probe designed to monitor soil moisture, temperature and salinity (electrical conductivity) across all soil types. Sensors positioned at 10 cm intervals provide a detailed picture of the soil profile, enabling improved irrigation scheduling and water management. The latest design delivers enhanced accuracy and supports informed decision-making to optimise crop performance and resource efficiency. | No | No | Hardware is installed and commissioned on-site, with customer training provided during installation. Ongoing support includes phone and remote assistance, online training and follow-up site visits where required. Self-help resources and documentation are available through our website. | Eligible | Eligible for rebate funding. | N/A
3102 | 1475496 | HYDROTERRA PTY LTD | 05849 NB+ 5 BT probe (120cm TriSCAN) + 3 years IrriMAX Live + SIM Card/Data Plan for x3 years | 12145.36 | Sub-soil salinity and moisture network containing a Nexus Blue master base that reads five deep 120cm TriSCAN probes over Bluetooth. Dispatches records over cellular infrastructure. Packed with 3 years of mobile data and IrriMAX. | Yes | Yes, Training online, and via Sentek authorised dealers, and self-train via User Manuals | Yes, Training online, and via Sentek authorised dealers, and self-train via User Manuals | Partially Eligible Bundle | Itemised component breakdown required and must be provided when the claim is lodged, in accordance with the Grant Opportunity Guidelines. Funding will only be assessed against eligible components. | Nexus Blue unit, probe
3097 | 1475496 | HYDROTERRA PTY LTD | 05844 NB+ 5 BT probe (120cm Moist+Temp) + 3 years IrriMAX Live + SIM Card/Data Plan for x3 years | 10730.36 | Extensive agronomy data package that uses a high-performance Nexus Blue gateway to track five 120cm moisture and temperature probes using Bluetooth. Transmits via cellular. Outfitted with 3 years of data and IrriMAX Live cloud. | Yes | Yes, Training online, and via Sentek authorised dealers, and self-train via User Manuals | Yes, Training online, and via Sentek authorised dealers, and self-train via User Manuals | Partially Eligible Bundle | Itemised component breakdown required and must be provided when the claim is lodged, in accordance with the Grant Opportunity Guidelines. Funding will only be assessed against eligible components. | Nexus Blue unit, probe
3092 | 1475496 | HYDROTERRA PTY LTD | 05839 NB+ 5 BT probe (90cm TriSCAN) + 3 years IrriMAX Live + SIM Card/Data Plan for x3 years | 10613.71 | Soil status enterprise setup featuring a Nexus Blue base gateway capturing multi-layer data from five 90cm TriSCAN probes over Bluetooth. Uses cellular networks to map fields. Packed with 3 years of data and IrriMAX Live cloud. | Yes | Yes, Training online, and via Sentek authorised dealers, and self-train via User Manuals | Yes, Training online, and via Sentek authorised dealers, and self-train via User Manuals | Partially Eligible Bundle | Itemised component breakdown required and must be provided when the claim is lodged, in accordance with the Grant Opportunity Guidelines. Funding will only be assessed against eligible components. | Nexus Blue unit, probe
3101 | 1475496 | HYDROTERRA PTY LTD | 05848 NB+ 4 BT probe (120cm TriSCAN) + 3 years IrriMAX Live + SIM Card/Data Plan for x3 years | 9986.29 | Broad ag-tech sensor kit featuring a cellular-enabled Nexus Blue unit that pairs with four deep 120cm TriSCAN soil probes via local Bluetooth. Broadcasts stats via cell towers. Includes a 3-year data subscription and IrriMAX. | Yes | Yes, Training online, and via Sentek authorised dealers, and self-train via User Manuals | Yes, Training online, and via Sentek authorised dealers, and self-train via User Manuals | Partially Eligible Bundle | Itemised component breakdown required and must be provided when the claim is lodged, in accordance with the Grant Opportunity Guidelines. Funding will only be assessed against eligible components. | Nexus Blue unit, probe
3087 | 1475496 | HYDROTERRA PTY LTD | 05834 NB+ 5 BT probe (90cm Moist+Temp) + 3 years IrriMAX Live + SIM Card/Data Plan for x3 years | 9392.43 | Enterprise monitoring array consisting of a Nexus Blue cell transmitter matching five deep 90cm moisture and temperature probes via Bluetooth. Directs data via cellular links. Bundled with a 3-year data plan and IrriMAX Live. | Yes | Yes, Training online, and via Sentek authorised dealers, and self-train via User Manuals | Yes, Training online, and via Sentek authorised dealers, and self-train via User Manuals | Partially Eligible Bundle | Itemised component breakdown required and must be provided when the claim is lodged, in accordance with the Grant Opportunity Guidelines. Funding will only be assessed against eligible components. | Nexus Blue unit, probe
3082 | 1475496 | HYDROTERRA PTY LTD | 05829 NB+ 5 BT probe (60cm TriSCAN) + 3 years IrriMAX Live + SIM Card/Data Plan for x3 years | 9078.93 | Extended salinity and moisture tracking network comprising a Nexus Blue unit commanding five 60cm TriSCAN probes via Bluetooth. Outloads data through cellular networks. Packaged with a 3-year cell plan and IrriMAX Live software. | Yes | Yes, Training online, and via Sentek authorised dealers, and self-train via User Manuals | Yes, Training online, and via Sentek authorised dealers, and self-train via User Manuals | Partially Eligible Bundle | Itemised component breakdown required and must be provided when the claim is lodged, in accordance with the Grant Opportunity Guidelines. Funding will only be assessed against eligible components. | Nexus Blue unit, probe
3096 | 1475496 | HYDROTERRA PTY LTD | 05843 NB+ 4 BT probe (120cm Moist+Temp) + 3 years IrriMAX Live + SIM Card/Data Plan for x3 years | 8854.29 | Multi-depth smart farming setup involving a Nexus Blue terminal that accesses four deep 120cm moisture and temp probes using Bluetooth. Uses internal cellular gear to broadcast. Packed with a 3-year data plan and IrriMAX Live. | Yes | Yes, Training online, and via Sentek authorised dealers, and self-train via User Manuals | Yes, Training online, and via Sentek authorised dealers, and self-train via User Manuals | Partially Eligible Bundle | Itemised component breakdown required and must be provided when the claim is lodged, in accordance with the Grant Opportunity Guidelines. Funding will only be assessed against eligible components. | Nexus Blue unit, probe
3091 | 1475496 | HYDROTERRA PTY LTD | 05838 NB+ 4 BT probe (90cm TriSCAN) + 3 years IrriMAX Live + SIM Card/Data Plan for x3 years | 8760.97 | Connected ag monitoring tool featuring a single Nexus Blue logging hub collecting files from four 90cm TriSCAN probes via Bluetooth. Relays stats over cellular network. Includes 3 years of data and IrriMAX Live software. | Yes | Yes, Training online, and via Sentek authorised dealers, and self-train via User Manuals | Yes, Training online, and via Sentek authorised dealers, and self-train via User Manuals | Partially Eligible Bundle | Itemised component breakdown required and must be provided when the claim is lodged, in accordance with the Grant Opportunity Guidelines. Funding will only be assessed against eligible components. | Nexus Blue unit, probe
3077 | 1475496 | HYDROTERRA PTY LTD | 05824 NB+ 5 BT probe (60cm Moist+Temp) + 3 years IrriMAX Live + SIM Card/Data Plan for x3 years | 8052.21 | Extended ag-tech package incorporating a central Nexus Blue base talking to five 60cm moisture and temperature probes via Bluetooth. Dispatches profiles via cellular networks. Includes 3 years of data tracking and IrriMAX Live. | Yes | Yes, Training online, and via Sentek authorised dealers, and self-train via User Manuals | Yes, Training online, and via Sentek authorised dealers, and self-train via User Manuals | Partially Eligible Bundle | Itemised component breakdown required and must be provided when the claim is lodged, in accordance with the Grant Opportunity Guidelines. Funding will only be assessed against eligible components. | Nexus Blue unit, probe
3100 | 1475496 | HYDROTERRA PTY LTD | 05847 NB+ 3 BT probe (120cm TriSCAN) + 3 years IrriMAX Live + SIM Card/Data Plan for x3 years | 7827.21 | Deep-well agronomic network kit featuring a central Nexus Blue logging hub collecting data from three 120cm TriSCAN soil profile probes over Bluetooth. Forwards updates via cellular technology. Packaged with 3 years of SIM data. | Yes | Yes, Training online, and via Sentek authorised dealers, and self-train via User Manuals | Yes, Training online, and via Sentek authorised dealers, and self-train via User Manuals | Partially Eligible Bundle | Itemised component breakdown required and must be provided when the claim is lodged, in accordance with the Grant Opportunity Guidelines. Funding will only be assessed against eligible components. | Nexus Blue unit, probe
3086 | 1475496 | HYDROTERRA PTY LTD | 05833 NB+ 4 BT probe (90cm Moist+Temp) + 3 years IrriMAX Live + SIM Card/Data Plan for x3 years | 7783.94 | Deep sensor crop network combining a main Nexus Blue receiver connected via Bluetooth to four deep 90cm moisture and temperature probes. Reports via cellular modules. Outfitted with 3 years of SIM data and IrriMAX Live access. | Yes | Yes, Training online, and via Sentek authorised dealers, and self-train via User Manuals | Yes, Training online, and via Sentek authorised dealers, and self-train via User Manuals | Partially Eligible Bundle | Itemised component breakdown required and must be provided when the claim is lodged, in accordance with the Grant Opportunity Guidelines. Funding will only be assessed against eligible components. | Nexus Blue unit, probe
3081 | 1475496 | HYDROTERRA PTY LTD | 05828 NB+ 4 BT probe (60cm TriSCAN) + 3 years IrriMAX Live + SIM Card/Data Plan for x3 years | 7533.14 | Advanced instrumentation bundle featuring a Nexus Blue system tracking four 60cm TriSCAN soil probes via local Bluetooth. Provides off-grid cellular reporting. Includes 3 years of SIM data transmission and IrriMAX Live access. | Yes | Yes, Training online, and via Sentek authorised dealers, and self-train via User Manuals | Yes, Training online, and via Sentek authorised dealers, and self-train via User Manuals | Partially Eligible Bundle | Itemised component breakdown required and must be provided when the claim is lodged, in accordance with the Grant Opportunity Guidelines. Funding will only be assessed against eligible components. | Nexus Blue unit, probe
3072 | 1475496 | HYDROTERRA PTY LTD | 05819 NB+ 5 BT probe (30cm TriSCAN) + 3 years IrriMAX Live + SIM Card/Data Plan for x3 years | 7416.21 | Soil data network containing a central Nexus Blue gateway utilizing Bluetooth to capture metrics from five 30cm TriSCAN probes. Uploads via cellular telemetry. Includes a 3-year data plan and 3-year IrriMAX Live subscription. | Yes | Yes, Training online, and via Sentek authorised dealers, and self-train via User Manuals | Yes, Training online, and via Sentek authorised dealers, and self-train via User Manuals | Partially Eligible Bundle | Itemised component breakdown required and must be provided when the claim is lodged, in accordance with the Grant Opportunity Guidelines. Funding will only be assessed against eligible components. | Nexus Blue unit, probe
3095 | 1475496 | HYDROTERRA PTY LTD | 05842 NB+ 3 BT probe (120cm Moist+Temp) + 3 years IrriMAX Live + SIM Card/Data Plan for x3 years | 6978.21 | Deep root monitoring configuration linking a single Nexus Blue logger with three 120cm moisture and temperature probes over Bluetooth. Dispatches fields via cell networks. Includes 3 years of SIM service and IrriMAX Live features. | Yes | Yes, Training online, and via Sentek authorised dealers, and self-train via User Manuals | Yes, Training online, and via Sentek authorised dealers, and self-train via User Manuals | Partially Eligible Bundle | Itemised component breakdown required and must be provided when the claim is lodged, in accordance with the Grant Opportunity Guidelines. Funding will only be assessed against eligible components. | Nexus Blue unit, probe
3090 | 1475496 | HYDROTERRA PTY LTD | 05837 NB+ 3 BT probe (90 TriSCAN) + 3 years IrriMAX Live + SIM Card/Data Plan for x3 years | 6908.23 | Multi-zone agronomic package featuring a high-capacity Nexus Blue logging node communicating with three 90cm TriSCAN probes via Bluetooth. Dispatches profiles via cellular networks. Bundled with a 3-year SIM data plan and IrriMAX. | Yes | Yes, Training online, and via Sentek authorised dealers, and self-train via User Manuals | Yes, Training online, and via Sentek authorised dealers, and self-train via User Manuals | Partially Eligible Bundle | Itemised component breakdown required and must be provided when the claim is lodged, in accordance with the Grant Opportunity Guidelines. Funding will only be assessed against eligible components. | Nexus Blue unit, probe
3067 | 1475496 | HYDROTERRA PTY LTD | 05814 NB+ 5 BT probe (30cm Moist+Temp) + 3 years IrriMAX Live + SIM Card/Data Plan for x3 years | 6734.79 | Farm network package using a Nexus Blue logger connecting up to five 30cm moisture and temp probes via Bluetooth. Uses global cellular data to report real-time field metrics. Includes 3 years of SIM data and IrriMAX Live. | Yes | Yes, Training online, and via Sentek authorised dealers, and self-train via User Manuals | Yes, Training online, and via Sentek authorised dealers, and self-train via User Manuals | Partially Eligible Bundle | Itemised component breakdown required and must be provided when the claim is lodged, in accordance with the Grant Opportunity Guidelines. Funding will only be assessed against eligible components. | Nexus Blue unit, probe
3076 | 1475496 | HYDROTERRA PTY LTD | 05823 NB+ 4 BT probe (60cm Moist+Temp) + 3 years IrriMAX Live + SIM Card/Data Plan for x3 years | 6711.77 | Smart agronomy package including a Nexus Blue hub that pulls soil files from four 60cm moisture and temp probes via local Bluetooth. Employs cellular tech for data streams. Contains a 3-year SIM data plan and IrriMAX Live license. | Yes | Yes, Training online, and via Sentek authorised dealers, and self-train via User Manuals | Yes, Training online, and via Sentek authorised dealers, and self-train via User Manuals | Partially Eligible Bundle | Itemised component breakdown required and must be provided when the claim is lodged, in accordance with the Grant Opportunity Guidelines. Funding will only be assessed against eligible components. | Nexus Blue unit, probe
3071 | 1475496 | HYDROTERRA PTY LTD | 05818 NB+ 4 BT probe (30cm TriSCAN) + 3 years IrriMAX Live + SIM Card/Data Plan for x3 years | 6202.97 | Salinity and water tracking package featuring a Nexus Blue logger communicating via Bluetooth to four 30cm TriSCAN probes. Relays data via cellular hardware. Includes 3 years of active SIM data and 3 years of IrriMAX Live. | Yes | Yes, Training online, and via Sentek authorised dealers, and self-train via User Manuals | Yes, Training online, and via Sentek authorised dealers, and self-train via User Manuals | Partially Eligible Bundle | Itemised component breakdown required and must be provided when the claim is lodged, in accordance with the Grant Opportunity Guidelines. Funding will only be assessed against eligible components. | Nexus Blue unit, probe
3085 | 1475496 | HYDROTERRA PTY LTD | 05832 NB+ 3 BT probe (90cm Moist+Temp) + 3 years IrriMAX Live + SIM Card/Data Plan for x3 years | 6175.46 | Precision water monitoring package utilizing a Nexus Blue station to sync three 90cm moisture and temperature probes over Bluetooth. Broadcasts via cellular infrastructure. Accompanied by 3 years of SIM data and IrriMAX Live. | Yes | Yes, Training online, and via Sentek authorised dealers, and self-train via User Manuals | Yes, Training online, and via Sentek authorised dealers, and self-train via User Manuals | Partially Eligible Bundle | Itemised component breakdown required and must be provided when the claim is lodged, in accordance with the Grant Opportunity Guidelines. Funding will only be assessed against eligible components. | Nexus Blue unit, probe
3080 | 1475496 | HYDROTERRA PTY LTD | 05827 NB+ 3 BT probe (60cm TriSCAN) + 3 years IrriMAX Live + SIM Card/Data Plan for x3 years | 5987.36 | Field deployment set combining a central Nexus Blue base with three 60cm TriSCAN probes using short-range Bluetooth. Uplinks profiles via mobile cell tower technology. Packaged with 3 years of SIM data and IrriMAX Live access. | Yes | Yes, Training online, and via Sentek authorised dealers, and self-train via User Manuals | Yes, Training online, and via Sentek authorised dealers, and self-train via User Manuals | Partially Eligible Bundle | Itemised component breakdown required and must be provided when the claim is lodged, in accordance with the Grant Opportunity Guidelines. Funding will only be assessed against eligible components. | Nexus Blue unit, probe
3154 | 1475496 | HYDROTERRA PTY LTD | 04988 Sentek AWS 4G with Solar Rad + 120cm DD Fixed cable TriSCAN Probe+ 1 year IrriMAX & Data Plan | 5877.17 | Precision weather matrix: 4G cell Automated Weather Station (with Solar Rad) cabled to a long 120cm TriSCAN multi-sensor soil probe. Uploads logs via cellular tech. Packaged with 1 year of network data and IrriMAX. | Yes | Yes, Training online, and via Sentek authorised dealers, and self-train via User Manuals | Yes, Training online, and via Sentek authorised dealers, and self-train via User Manuals | Partially Eligible Bundle | Itemised component breakdown required and must be provided when the claim is lodged, in accordance with the Grant Opportunity Guidelines. Funding will only be assessed against eligible components. | Weather station, probe
3162 | 1475496 | HYDROTERRA PTY LTD | 04997 Sentek AWS WiFi with Solar Rad + 120cm DD Fixed cable TriSCAN Probe+ 1 year IrriMAX & Data Plan | 5687.17 | Premium subsoil climate setup utilizing a Wi-Fi Automated Weather Station with Solar Rad, cabled to a 120cm TriSCAN multi-sensor soil probe. Integrates into your farm Wi-Fi for continuous logging. Packaged with 1 year of data and IrriMAX. | Yes | Yes, Training online, and via Sentek authorised dealers, and self-train via User Manuals | Yes, Training online, and via Sentek authorised dealers, and self-train via User Manuals | Partially Eligible Bundle | Itemised component breakdown required and must be provided when the claim is lodged, in accordance with the Grant Opportunity Guidelines. Funding will only be assessed against eligible components. | Weather station, probe
3099 | 1475496 | HYDROTERRA PTY LTD | 05846 NB+ 2 BT probe (120cm TriSCAN) + 3 years IrriMAX Live + SIM Card/Data Plan for x3 years | 5668.14 | Soil moisture and salinity array comprising a single Nexus Blue terminal interfacing with two deep 120cm TriSCAN probes via Bluetooth. Cellular connection drops updates to dashboards. Bundled with a 3-year data plan and IrriMAX. | Yes | Yes, Training online, and via Sentek authorised dealers, and self-train via User Manuals | Yes, Training online, and via Sentek authorised dealers, and self-train via User Manuals | Partially Eligible Bundle | Itemised component breakdown required and must be provided when the claim is lodged, in accordance with the Grant Opportunity Guidelines. Funding will only be assessed against eligible components. | Nexus Blue unit, probe
3066 | 1475496 | HYDROTERRA PTY LTD | 05813 NB+ 4 BT probe (30cm Moist+Temp) + 3 years IrriMAX Live + SIM Card/Data Plan for x3 years | 5657.83 | Ag-tech multi-probe kit including one central Nexus Blue logger connected via Bluetooth to four 30cm moisture and temperature probes. Transmits via cellular networks. Includes a 3-year data plan and 3 years of IrriMAX Live. | Yes | Yes, Training online, and via Sentek authorised dealers, and self-train via User Manuals | Yes, Training online, and via Sentek authorised dealers, and self-train via User Manuals | Partially Eligible Bundle | Itemised component breakdown required and must be provided when the claim is lodged, in accordance with the Grant Opportunity Guidelines. Funding will only be assessed against eligible components. | Nexus Blue unit, probe
3150 | 1475496 | HYDROTERRA PTY LTD | 04984 Sentek AWS 4G with Solar Rad + 120cm DD Fixed cable Moisture Probe+ 1 year IrriMAX & Data Plan | 5566.17 | Environmental station: 4G cell Automated Weather Station (with Solar Radiation) linked to a 120cm Drill & Drop moisture probe. Feeds analytics via cell telemetry. Includes 1 year of network data and IrriMAX. | Yes | Yes, Training online, and via Sentek authorised dealers, and self-train via User Manuals | Yes, Training online, and via Sentek authorised dealers, and self-train via User Manuals | Partially Eligible Bundle | Itemised component breakdown required and must be provided when the claim is lodged, in accordance with the Grant Opportunity Guidelines. Funding will only be assessed against eligible components. | Weather station, probe
3153 | 1475496 | HYDROTERRA PTY LTD | 04987 Sentek AWS 4G with Solar Rad + 90cm DD Fixed cable TriSCAN Probe+ 1 year IrriMAX & Data Plan | 5540.17 | Ag climate package: 4G cell Automated Weather Station (with Solar Rad) wired to a deep 90cm TriSCAN Drill & Drop soil probe. Sends info through cellular networks. Packaged with a 1-year SIM contract and IrriMAX. | Yes | Yes, Training online, and via Sentek authorised dealers, and self-train via User Manuals | Yes, Training online, and via Sentek authorised dealers, and self-train via User Manuals | Partially Eligible Bundle | Itemised component breakdown required and must be provided when the claim is lodged, in accordance with the Grant Opportunity Guidelines. Funding will only be assessed against eligible components. | Weather station, probe
3158 | 1475496 | HYDROTERRA PTY LTD | 04993 Sentek AWS WiFi with Solar Rad + 120cm DD Fixed cable Moisture Probe+ 1 year IrriMAX & Data Plan | 5376.17 | Crop climate bundle deploying a Wi-Fi Automated Weather Station with Solar Radiation, wired to a 120cm Drill & Drop moisture probe. Transmits over native farm Wi-Fi. Includes a 1-year network data package and IrriMAX software tools. | Yes | Yes, Training online, and via Sentek authorised dealers, and self-train via User Manuals | Yes, Training online, and via Sentek authorised dealers, and self-train via User Manuals | Partially Eligible Bundle | Itemised component breakdown required and must be provided when the claim is lodged, in accordance with the Grant Opportunity Guidelines. Funding will only be assessed against eligible components. | Weather station, probe
3075 | 1475496 | HYDROTERRA PTY LTD | 05822 NB+ 3 BT probe (60cm Moist+Temp) + 3 years IrriMAX Live + SIM Card/Data Plan for x3 years | 5371.33 | Multi-site monitoring setup pairing a central Nexus Blue logger to three 60cm moisture and temp probes over Bluetooth. Relays insights over cellular networks. Includes 3 years of SIM data and 3 years of IrriMAX Live dashboard. | Yes | Yes, Training online, and via Sentek authorised dealers, and self-train via User Manuals | Yes, Training online, and via Sentek authorised dealers, and self-train via User Manuals | Partially Eligible Bundle | Itemised component breakdown required and must be provided when the claim is lodged, in accordance with the Grant Opportunity Guidelines. Funding will only be assessed against eligible components. | Nexus Blue unit, probe
3161 | 1475496 | HYDROTERRA PTY LTD | 04996 Sentek AWS WiFi with Solar Rad + 90cm DD Fixed cable TriSCAN Probe+ 1 year IrriMAX & Data Plan | 5350.17 | Advanced weather package deploying a Wi-Fi Automated Weather Station with Solar Rad and a deep 90cm TriSCAN Drill & Drop soil probe. Relays updates across the farm Wi-Fi framework. Outfitted with 1 year of data plan and IrriMAX web tools. | Yes | Yes, Training online, and via Sentek authorised dealers, and self-train via User Manuals | Yes, Training online, and via Sentek authorised dealers, and self-train via User Manuals | Partially Eligible Bundle | Itemised component breakdown required and must be provided when the claim is lodged, in accordance with the Grant Opportunity Guidelines. Funding will only be assessed against eligible components. | Weather station, probe
3149 | 1475496 | HYDROTERRA PTY LTD | 04983 Sentek AWS 4G with Solar Rad + 90cm DD Fixed cable Moisture Probe+ 1 year IrriMAX & Data Plan | 5271.17 | Micro-climate ag-tech bundle: 4G cell Automated Weather Station with Solar Radiation, wired to a deep 90cm Drill & Drop moisture and temp probe. Relays metrics via mobile networks. Includes 1-year data and IrriMAX. | Yes | Yes, Training online, and via Sentek authorised dealers, and self-train via User Manuals | Yes, Training online, and via Sentek authorised dealers, and self-train via User Manuals | Partially Eligible Bundle | Itemised component breakdown required and must be provided when the claim is lodged, in accordance with the Grant Opportunity Guidelines. Funding will only be assessed against eligible components. | Weather station, probe
3152 | 1475496 | HYDROTERRA PTY LTD | 04986 Sentek AWS 4G with Solar Rad + 60cm DD Fixed cable TriSCAN Probe+ 1 year IrriMAX & Data Plan | 5202.17 | Environment bundle: 4G cell Automated Weather Station (with Solar Rad) cabled to a 60cm TriSCAN Drill & Drop moisture/salinity probe. Dispatches files over cell networks. Includes a 1-year SIM data plan and IrriMAX. | Yes | Yes, Training online, and via Sentek authorised dealers, and self-train via User Manuals | Yes, Training online, and via Sentek authorised dealers, and self-train via User Manuals | Partially Eligible Bundle | Itemised component breakdown required and must be provided when the claim is lodged, in accordance with the Grant Opportunity Guidelines. Funding will only be assessed against eligible components. | Weather station, probe
3094 | 1475496 | HYDROTERRA PTY LTD | 05841 NB+ 2 BT probe (120cm Moist+Temp) + 3 years IrriMAX Live + SIM Card/Data Plan for x3 years | 5102.14 | Ag-tech sensor assembly utilizing a Nexus Blue cellular device communicating with two deep 120cm moisture and temperature probes via secure Bluetooth. Streams metrics via mobile cells. Complete with 3-year data plan and IrriMAX. | Yes | Yes, Training online, and via Sentek authorised dealers, and self-train via User Manuals | Yes, Training online, and via Sentek authorised dealers, and self-train via User Manuals | Partially Eligible Bundle | Itemised component breakdown required and must be provided when the claim is lodged, in accordance with the Grant Opportunity Guidelines. Funding will only be assessed against eligible components. | Nexus Blue unit, probe
3157 | 1475496 | HYDROTERRA PTY LTD | 04992 Sentek AWS WiFi with Solar Rad + 90cm DD Fixed cable Moisture Probe+ 1 year IrriMAX & Data Plan | 5081.17 | Smart ag environmental hub featuring a Wi-Fi Automated Weather Station with Solar Rad and a deep 90cm Drill & Drop moisture and temp probe. Connects via local farm Wi-Fi. Bundled with a 1-year data contract and full IrriMAX access. | Yes | Yes, Training online, and via Sentek authorised dealers, and self-train via User Manuals | Yes, Training online, and via Sentek authorised dealers, and self-train via User Manuals | Partially Eligible Bundle | Itemised component breakdown required and must be provided when the claim is lodged, in accordance with the Grant Opportunity Guidelines. Funding will only be assessed against eligible components. | Weather station, probe
3089 | 1475496 | HYDROTERRA PTY LTD | 05836 NB+ 2 BT probe (90cm TriSCAN) + 3 years IrriMAX Live + SIM Card/Data Plan for x3 years | 5055.49 | Connected soil intelligence deployment utilizing a Nexus Blue logger reading from two 90cm TriSCAN probes via Bluetooth. Pumps depth metrics via cellular pathways. Includes a 3-year data subscription and IrriMAX Live cloud access. | Yes | Yes, Training online, and via Sentek authorised dealers, and self-train via User Manuals | Yes, Training online, and via Sentek authorised dealers, and self-train via User Manuals | Partially Eligible Bundle | Itemised component breakdown required and must be provided when the claim is lodged, in accordance with the Grant Opportunity Guidelines. Funding will only be assessed against eligible components. | Nexus Blue unit, probe
3160 | 1475496 | HYDROTERRA PTY LTD | 04995 Sentek AWS WiFi with Solar Rad + 60cm DD Fixed cable TriSCAN Probe+ 1 year IrriMAX & Data Plan | 5012.17 | Wireless agronomy station combining a Wi-Fi Automated Weather Station and Solar Rad tracking with a 60cm TriSCAN Drill & Drop multi-sensor soil probe. Relays field tracking over farm Wi-Fi. Includes 1-year active data plan and IrriMAX. | Yes | Yes, Training online, and via Sentek authorised dealers, and self-train via User Manuals | Yes, Training online, and via Sentek authorised dealers, and self-train via User Manuals | Partially Eligible Bundle | Itemised component breakdown required and must be provided when the claim is lodged, in accordance with the Grant Opportunity Guidelines. Funding will only be assessed against eligible components. | Weather station, probe
3070 | 1475496 | HYDROTERRA PTY LTD | 05817 NB+ 3 BT probe (30cm TriSCAN) + 3 years IrriMAX Live + SIM Card/Data Plan for x3 years | 4989.73 | Ag-tech bundle including a central Nexus Blue logger linking three 30cm TriSCAN probes (water, salt, temp) via Bluetooth. Reports findings over cellular networks. Includes a 3-year SIM data plan and 3 years of IrriMAX Live. | Yes | Yes, Training online, and via Sentek authorised dealers, and self-train via User Manuals | Yes, Training online, and via Sentek authorised dealers, and self-train via User Manuals | Partially Eligible Bundle | Itemised component breakdown required and must be provided when the claim is lodged, in accordance with the Grant Opportunity Guidelines. Funding will only be assessed against eligible components. | Nexus Blue unit, probe
3148 | 1475496 | HYDROTERRA PTY LTD | 04982 Sentek AWS 4G with Solar Rad + 60cm DD Fixed cable Moisture Probe+ 1 year IrriMAX & Data Plan | 4989.28 | Farm environmental station combining a 4G cellular Automated Weather Station (including Solar Radiation) and a 60cm fixed-cable Drill & Drop soil moisture probe. Uploads files over cellular pathways. Contains 1 year of cellular SIM service and IrriMAX. | Yes | Yes, Training online, and via Sentek authorised dealers, and self-train via User Manuals | Yes, Training online, and via Sentek authorised dealers, and self-train via User Manuals | Partially Eligible Bundle | Itemised component breakdown required and must be provided when the claim is lodged, in accordance with the Grant Opportunity Guidelines. Funding will only be assessed against eligible components. | Weather station, probe
3151 | 1475496 | HYDROTERRA PTY LTD | 04985 Sentek AWS 4G with Solar Rad + 30cm DD Fixed cable TriSCAN Probe+ 1 year IrriMAX & Data Plan | 4834.3 | Automated Weather Station with Solar Radiation metrics, wired over fixed cable to a 30cm TriSCAN Drill & Drop probe for tracking moisture and salinity. Broadcasts over standard 4G cellular infrastructure. Outfitted with 1 year of cell plan and IrriMAX. | Yes | Yes, Training online, and via Sentek authorised dealers, and self-train via User Manuals | Yes, Training online, and via Sentek authorised dealers, and self-train via User Manuals | Partially Eligible Bundle | Itemised component breakdown required and must be provided when the claim is lodged, in accordance with the Grant Opportunity Guidelines. Funding will only be assessed against eligible components. | Weather station, probe
3130 | 1475496 | HYDROTERRA PTY LTD | 05871 Multi + 2 Probes (120cm TriSCAN) + 3 years IrriMAX Live + SIM Card/Data Plan for x3 years | 4825.93 | Broad multi-probe deep field system incorporating a powerful Multi gateway monitoring two 120cm TriSCAN soil profiling probes. Offloads real-time logs via integrated cellular hardware. Packaged with a 3-year cell plan and 3 years of IrriMAX Live. | Yes | Yes, Training online, and via Sentek authorised dealers, and self-train via User Manuals | Yes, Training online, and via Sentek authorised dealers, and self-train via User Manuals | Partially Eligible Bundle | Itemised component breakdown required and must be provided when the claim is lodged, in accordance with the Grant Opportunity Guidelines. Funding will only be assessed against eligible components. | Multi unit, probe
3136 | 1475496 | HYDROTERRA PTY LTD | 05877 Multi + 2 Probes (120cm TriSCAN) + Rain Gauge + Air Temp + 3 years IrriMAX Live + SIM Card/Data Plan for x3 years | 4825.93 | Premium farm matrix: high-tier Multi logger, two deep 120cm TriSCAN probes, rain gauge, and air temp sensor. Streams over mobile cell networks. Includes 3 years of SIM data and a 3-year IrriMAX Live license. | Yes | Yes, Training online, and via Sentek authorised dealers, and self-train via User Manuals | Yes, Training online, and via Sentek authorised dealers, and self-train via User Manuals | Partially Eligible Bundle | Itemised component breakdown required and must be provided when the claim is lodged, in accordance with the Grant Opportunity Guidelines. Funding will only be assessed against eligible components. | Multi unit, probe, rain gauge, air temperature sensors
3156 | 1475496 | HYDROTERRA PTY LTD | 04991 Sentek AWS WiFi with Solar Rad + 60cm DD Fixed cable Moisture Probe+ 1 year IrriMAX & Data Plan | 4799.28 | Connected farm climate station featuring a Wi-Fi Automated Weather Station with Solar Radiation, paired to a 60cm Drill & Drop moisture probe. Streams atmospheric and soil data via Wi-Fi. Includes 1-year data plan and IrriMAX software. | Yes | Yes, Training online, and via Sentek authorised dealers, and self-train via User Manuals | Yes, Training online, and via Sentek authorised dealers, and self-train via User Manuals | Partially Eligible Bundle | Itemised component breakdown required and must be provided when the claim is lodged, in accordance with the Grant Opportunity Guidelines. Funding will only be assessed against eligible components. | Weather station, probe
3147 | 1475496 | HYDROTERRA PTY LTD | 04981 Sentek AWS 4G with Solar Rad + 30cm DD Fixed cable Moisture Probe+ 1 year IrriMAX & Data Plan | 4684.67 | Premium Automated Weather Station (AWS) with Solar Radiation tracking, paired with a 30cm Drill & Drop moisture probe via fixed cable. Utilizes on-board 4G cellular telemetry to relay profiles. Outfitted with 1 year of data plan and IrriMAX software. | Yes | Yes, Training online, and via Sentek authorised dealers, and self-train via User Manuals | Yes, Training online, and via Sentek authorised dealers, and self-train via User Manuals | Partially Eligible Bundle | Itemised component breakdown required and must be provided when the claim is lodged, in accordance with the Grant Opportunity Guidelines. Funding will only be assessed against eligible components. | Weather station, probe
3159 | 1475496 | HYDROTERRA PTY LTD | 04994 Sentek AWS WiFi with Solar Rad + 30cm DD Fixed cable TriSCAN Probe+ 1 year IrriMAX & Data Plan | 4644.3 | Integrated farm tracking set featuring a Wi-Fi Automated Weather Station with Solar Rad linked to a 30cm TriSCAN Drill & Drop moisture/salinity probe. Feeds metrics over local Wi-Fi. Packaged with a 1-year data plan and IrriMAX software. | Yes | Yes, Training online, and via Sentek authorised dealers, and self-train via User Manuals | Yes, Training online, and via Sentek authorised dealers, and self-train via User Manuals | Partially Eligible Bundle | Itemised component breakdown required and must be provided when the claim is lodged, in accordance with the Grant Opportunity Guidelines. Funding will only be assessed against eligible components. | Weather station, probe
3065 | 1475496 | HYDROTERRA PTY LTD | 05812 NB+ 3 BT probe (30cm Moist+Temp) + 3 years IrriMAX Live + SIM Card/Data Plan for x3 years | 4580.87 | Multi-sensor array using a Nexus Blue telemetry hub paired via Bluetooth with three 30cm moisture and temperature probes. Relays data over cellular networks. Includes a 3-year SIM data plan and 3-year IrriMAX Live access. | Yes | Yes, Training online, and via Sentek authorised dealers, and self-train via User Manuals | Yes, Training online, and via Sentek authorised dealers, and self-train via User Manuals | Partially Eligible Bundle | Itemised component breakdown required and must be provided when the claim is lodged, in accordance with the Grant Opportunity Guidelines. Funding will only be assessed against eligible components. | Nexus Blue unit, probe
3084 | 1475496 | HYDROTERRA PTY LTD | 05831 NB+ 2 BT probe (90cm Moist+Temp) + 3 years IrriMAX Live + SIM Card/Data Plan for x3 years | 4566.97 | Smart field kit leveraging a Nexus Blue master datalogger interfacing with two deep 90cm moisture and temperature probes via Bluetooth. Transmits via internal cellular gear. Packaged with a 3-year data SIM and IrriMAX Live. | Yes | Yes, Training online, and via Sentek authorised dealers, and self-train via User Manuals | Yes, Training online, and via Sentek authorised dealers, and self-train via User Manuals | Partially Eligible Bundle | Itemised component breakdown required and must be provided when the claim is lodged, in accordance with the Grant Opportunity Guidelines. Funding will only be assessed against eligible components. | Nexus Blue unit, probe
3155 | 1475496 | HYDROTERRA PTY LTD | 04990 Sentek AWS WiFi with Solar Rad + 30cm DD Fixed cable Moisture Probe+ 1 year IrriMAX & Data Plan | 4494.67 | Automated Weather Station with Solar Radiation, wired to a 30cm Drill & Drop moisture probe. Relays combined micro-climate and soil metrics across local farm Wi-Fi. Packaged with a 1-year data plan and an IrriMAX software subscription. | Yes | Yes, Training online, and via Sentek authorised dealers, and self-train via User Manuals | Yes, Training online, and via Sentek authorised dealers, and self-train via User Manuals | Partially Eligible Bundle | Itemised component breakdown required and must be provided when the claim is lodged, in accordance with the Grant Opportunity Guidelines. Funding will only be assessed against eligible components. | Weather station, probe
3079 | 1475496 | HYDROTERRA PTY LTD | 05826 NB+ 2 BT probe (60cm TriSCAN) + 3 years IrriMAX Live + SIM Card/Data Plan for x3 years | 4441.57 | Multi-sensor system linking a central Nexus Blue logger with two 60cm TriSCAN probes via Bluetooth. Utilizes cellular tech to upload moisture, temp, and salinity data. Includes a 3-year SIM plan and 3 years of IrriMAX Live. | Yes | Yes, Training online, and via Sentek authorised dealers, and self-train via User Manuals | Yes, Training online, and via Sentek authorised dealers, and self-train via User Manuals | Partially Eligible Bundle | Itemised component breakdown required and must be provided when the claim is lodged, in accordance with the Grant Opportunity Guidelines. Funding will only be assessed against eligible components. | Nexus Blue unit, probe
3127 | 1475496 | HYDROTERRA PTY LTD | 05868 Multi + 2 Probes (120cm Moist+Temp) + 3 years IrriMAX Live + SIM Card/Data Plan for x3 years | 4260.79 | Connected soil profiling kit featuring a main Multi series logging gateway hosting two full 120cm moisture and temp probes. Delivers structural deep profiles via cell communication networks. Includes 3 years of continuous network data and IrriMAX Live. | Yes | Yes, Training online, and via Sentek authorised dealers, and self-train via User Manuals | Yes, Training online, and via Sentek authorised dealers, and self-train via User Manuals | Partially Eligible Bundle | Itemised component breakdown required and must be provided when the claim is lodged, in accordance with the Grant Opportunity Guidelines. Funding will only be assessed against eligible components. | Multi unit, probe
3133 | 1475496 | HYDROTERRA PTY LTD | 05874 Multi + 2 Probes (120cm Moist+Temp) + Rain Gauge + Air Temp + 3 years IrriMAX Live + SIM Card/Data Plan for x3 years | 4260.79 | Environmental station utilizing a Multi master base connected to two 120cm soil moisture probes, a rain gauge, and an ambient air temp module. Employs cellular telemetry to transfer records. Includes 3 years of SIM data and 3 years of IrriMAX Live. | Yes | Yes, Training online, and via Sentek authorised dealers, and self-train via User Manuals | Yes, Training online, and via Sentek authorised dealers, and self-train via User Manuals | Partially Eligible Bundle | Itemised component breakdown required and must be provided when the claim is lodged, in accordance with the Grant Opportunity Guidelines. Funding will only be assessed against eligible components. | Multi unit, probe, rain gauge, air temperature sensors
3129 | 1475496 | HYDROTERRA PTY LTD | 05870 Multi + 2 Probes (90cm TriSCAN) + 3 years IrriMAX Live + SIM Card/Data Plan for x3 years | 4213.53 | Soil health monitoring network combining a Multi series hub tracking data across two distinct 90cm TriSCAN soil profiling probes. Broadcasts telemetry via cellular data infrastructure. Includes 3 years of cell SIM data and 3 years of IrriMAX Live. | Yes | Yes, Training online, and via Sentek authorised dealers, and self-train via User Manuals | Yes, Training online, and via Sentek authorised dealers, and self-train via User Manuals | Partially Eligible Bundle | Itemised component breakdown required and must be provided when the claim is lodged, in accordance with the Grant Opportunity Guidelines. Funding will only be assessed against eligible components. | Multi unit, probe
3135 | 1475496 | HYDROTERRA PTY LTD | 05876 Multi + 2 Probes (90cm TriSCAN) + Rain Gauge + Air Temp + 3 years IrriMAX Live + SIM Card/Data Plan for x3 years | 4213.53 | Weather bundle: Multi controller node, two 90cm TriSCAN probes, rain gauge, and air temp sensor. Uses cellular infrastructure to push analytics. Includes 3 years of continuous data and 3 years of IrriMAX Live. | Yes | Yes, Training online, and via Sentek authorised dealers, and self-train via User Manuals | Yes, Training online, and via Sentek authorised dealers, and self-train via User Manuals | Partially Eligible Bundle | Itemised component breakdown required and must be provided when the claim is lodged, in accordance with the Grant Opportunity Guidelines. Funding will only be assessed against eligible components. | Multi unit, probe, rain gauge, air temperature sensors
3074 | 1475496 | HYDROTERRA PTY LTD | 05821 NB+ 2 BT probe (60cm Moist+Temp) + 3 years IrriMAX Live + SIM Card/Data Plan for x3 years | 4030.89 | Connected system using a Nexus Blue gateway that captures data from two 60cm moisture and temp probes using integrated Bluetooth wireless. Offloads logs via cell networks. Includes 3 years of SIM data and IrriMAX Live cloud tracking. | Yes | Yes, Training online, and via Sentek authorised dealers, and self-train via User Manuals | Yes, Training online, and via Sentek authorised dealers, and self-train via User Manuals | Partially Eligible Bundle | Itemised component breakdown required and must be provided when the claim is lodged, in accordance with the Grant Opportunity Guidelines. Funding will only be assessed against eligible components. | Nexus Blue unit, probe
3069 | 1475496 | HYDROTERRA PTY LTD | 05816 NB+ 2 BT probe (30cm TriSCAN) + 3 years IrriMAX Live + SIM Card/Data Plan for x3 years | 3776.49 | Multi-zone salinity/moisture array featuring a Nexus Blue logger communicating via Bluetooth with two 30cm TriSCAN probes. Uses integrated cellular telemetry. Bundled with a 3-year data plan and 3 years of IrriMAX Live cloud. | Yes | Yes, Training online, and via Sentek authorised dealers, and self-train via User Manuals | Yes, Training online, and via Sentek authorised dealers, and self-train via User Manuals | Partially Eligible Bundle | Itemised component breakdown required and must be provided when the claim is lodged, in accordance with the Grant Opportunity Guidelines. Funding will only be assessed against eligible components. | Nexus Blue unit, probe
3126 | 1475496 | HYDROTERRA PTY LTD | 05867 Multi + 2 Probes (90cm Moist+Temp) + 3 years IrriMAX Live + SIM Card/Data Plan for x3 years | 3747.87 | Agricultural deployment set leveraging a specialized Multi telemetry logger operating two 90cm moisture and temp depth probes. Transmits tracking via cellular networks. Contains a 3-year cell plan subscription and 3 years of IrriMAX Live cloud service. | Yes | Yes, Training online, and via Sentek authorised dealers, and self-train via User Manuals | Yes, Training online, and via Sentek authorised dealers, and self-train via User Manuals | Partially Eligible Bundle | Itemised component breakdown required and must be provided when the claim is lodged, in accordance with the Grant Opportunity Guidelines. Funding will only be assessed against eligible components. | Multi unit, probe
3132 | 1475496 | HYDROTERRA PTY LTD | 05873 Multi + 2 Probes (90cm Moist+Temp) + Rain Gauge + Air Temp + 3 years IrriMAX Live + SIM Card/Data Plan for x3 years | 3747.87 | Agronomic weather station featuring a Multi logging node with two deep 90cm moisture/temp probes, a rain gauge, and an integrated air temp reader. Sends live metrics over cell networks. Bundled with 3 years of network data and 3 years of IrriMAX Live. | Yes | Yes, Training online, and via Sentek authorised dealers, and self-train via User Manuals | Yes, Training online, and via Sentek authorised dealers, and self-train via User Manuals | Partially Eligible Bundle | Itemised component breakdown required and must be provided when the claim is lodged, in accordance with the Grant Opportunity Guidelines. Funding will only be assessed against eligible components. | Multi unit, probe, rain gauge, air temperature sensors
3128 | 1475496 | HYDROTERRA PTY LTD | 05869 Multi + 2 Probes (60cm TriSCAN) + 3 years IrriMAX Live + SIM Card/Data Plan for x3 years | 3622.21 | Salinity management bundle including a high-end Multi logging device wired to two 60cm TriSCAN multi-layer soil probes. Uses cellular connectivity to dispatch water, salt, and temp metrics. Accompanied by a 3-year SIM data plan and IrriMAX Live tools. | Yes | Yes, Training online, and via Sentek authorised dealers, and self-train via User Manuals | Yes, Training online, and via Sentek authorised dealers, and self-train via User Manuals | Partially Eligible Bundle | Itemised component breakdown required and must be provided when the claim is lodged, in accordance with the Grant Opportunity Guidelines. Funding will only be assessed against eligible components. | Multi unit, probe
3134 | 1475496 | HYDROTERRA PTY LTD | 05875 Multi + 2 Probes (60cm TriSCAN) + Rain Gauge + Air Temp + 3 years IrriMAX Live + SIM Card/Data Plan for x3 years | 3622.21 | Integrated farm tracking set grouping a Multi data logger, two 60cm TriSCAN soil probes, a rain gauge, and an air temp reader. Feeds updates wirelessly over cellular networks. Packaged with a 3-year SIM data subscription and 3 years of IrriMAX Live. | Yes | Yes, Training online, and via Sentek authorised dealers, and self-train via User Manuals | Yes, Training online, and via Sentek authorised dealers, and self-train via User Manuals | Partially Eligible Bundle | Itemised component breakdown required and must be provided when the claim is lodged, in accordance with the Grant Opportunity Guidelines. Funding will only be assessed against eligible components. | Multi unit, probe, rain gauge, air temperature sensors
3098 | 1475496 | HYDROTERRA PTY LTD | 05845 NB+ 1 BT probe (120cm TriSCAN) + 3 years IrriMAX Live + SIM Card/Data Plan for x3 years | 3509.07 | Specialized sub-soil sensing package combining a Nexus Blue logging master with one long 120cm TriSCAN probe (water, temp, salinity) via Bluetooth. Uses cell modules to sync. Comes with 3 years of SIM data and IrriMAX Live tools. | Yes | Yes, Training online, and via Sentek authorised dealers, and self-train via User Manuals | Yes, Training online, and via Sentek authorised dealers, and self-train via User Manuals | Partially Eligible Bundle | Itemised component breakdown required and must be provided when the claim is lodged, in accordance with the Grant Opportunity Guidelines. Funding will only be assessed against eligible components. | Nexus Blue unit, probe
3064 | 1475496 | HYDROTERRA PTY LTD | 05811 NB+ 2 BT probe (30cm Moist+Temp) + 3 years IrriMAX Live + SIM Card/Data Plan for x3 years | 3503.91 | Connected farm package consisting of a Nexus Blue logger utilizing Bluetooth to sync with two 30cm moisture and temperature probes. Sends data via cellular networks. Includes 3 years of SIM data and IrriMAX Live cloud access. | Yes | Yes, Training online, and via Sentek authorised dealers, and self-train via User Manuals | Yes, Training online, and via Sentek authorised dealers, and self-train via User Manuals | Partially Eligible Bundle | Itemised component breakdown required and must be provided when the claim is lodged, in accordance with the Grant Opportunity Guidelines. Funding will only be assessed against eligible components. | Nexus Blue unit, probe
3124 | 1475496 | HYDROTERRA PTY LTD | 05865 PLUS + 1 Probe (120cm TriSCAN DD) + 3 years IrriMAX Live + SIM Card/Data Plan for x3 years | 3424.76 | Deep root analytics bundle: expandable PLUS logger with a 120cm TriSCAN Drill & Drop water, temp, and salt probe. Uploads via cellular networks. Includes a 3-year SIM data plan and a 3-year IrriMAX Live license. | Yes | Yes, Training online, and via Sentek authorised dealers, and self-train via User Manuals | Yes, Training online, and via Sentek authorised dealers, and self-train via User Manuals | Partially Eligible Bundle | Itemised component breakdown required and must be provided when the claim is lodged, in accordance with the Grant Opportunity Guidelines. Funding will only be assessed against eligible components. | PLUS unit, probe
3118 | 1475496 | HYDROTERRA PTY LTD | 05857 Compact DTU + 120cm TriSCAN + 3 years IrriMAX Live + SIM Card/Data Plan for x3 years | 3312.67 | Deep-soil telemetry configuration combining a Compact Data Transmission Unit (DTU) with a 120cm TriSCAN multi-layer soil probe. Broadcasts soil stats through cellular data channels. Features 3 years of SIM data access and a 3-year IrriMAX Live account. | Yes | Yes, Training online, and via Sentek authorised dealers, and self-train via User Manuals | Yes, Training online, and via Sentek authorised dealers, and self-train via User Manuals | Partially Eligible Bundle | Itemised component breakdown required and must be provided when the claim is lodged, in accordance with the Grant Opportunity Guidelines. Funding will only be assessed against eligible components. | 05857 Compact DTU + 120cm TriSCAN
3093 | 1475496 | HYDROTERRA PTY LTD | 05840 NB+ 1 BT probe (120cm Moist+Temp) + 3 years IrriMAX Live + SIM Card/Data Plan for x3 years | 3226.07 | Deep-profile monitoring layout combining a Nexus Blue cellular logger with an extra-long 120cm soil moisture and temp probe linked over Bluetooth. Uses cellular tech. Includes 3 years of SIM data and IrriMAX Live cloud tracking. | Yes | Yes, Training online, and via Sentek authorised dealers, and self-train via User Manuals | Yes, Training online, and via Sentek authorised dealers, and self-train via User Manuals | Partially Eligible Bundle | Itemised component breakdown required and must be provided when the claim is lodged, in accordance with the Grant Opportunity Guidelines. Funding will only be assessed against eligible components. | Nexus Blue unit, probe
3088 | 1475496 | HYDROTERRA PTY LTD | 05835 NB+ 1 BT probe (90cm TriSCAN) + 3 years IrriMAX Live + SIM Card/Data Plan for x3 years | 3202.74 | Comprehensive ag-tech package featuring a Nexus Blue terminal communicating via Bluetooth to one 90cm TriSCAN soil profile probe. Directs water and salt data over cellular networks. Includes 3 years of SIM data and IrriMAX Live. | Yes | Yes, Training online, and via Sentek authorised dealers, and self-train via User Manuals | Yes, Training online, and via Sentek authorised dealers, and self-train via User Manuals | Partially Eligible Bundle | Itemised component breakdown required and must be provided when the claim is lodged, in accordance with the Grant Opportunity Guidelines. Funding will only be assessed against eligible components. | Nexus Blue unit, probe
3125 | 1475496 | HYDROTERRA PTY LTD | 05866 Multi + 2 Probes (60cm Moist+Temp) + 3 years IrriMAX Live + SIM Card/Data Plan for x3 years | 3188.67 | Connected agricultural solution using an advanced Multi telemetry datalogger running two independent 60cm moisture and temp probes. Reports profiles via mobile cellular pathways. Includes an active 3-year SIM data plan and 3 years of IrriMAX Live. | Yes | Yes, Training online, and via Sentek authorised dealers, and self-train via User Manuals | Yes, Training online, and via Sentek authorised dealers, and self-train via User Manuals | Partially Eligible Bundle | Itemised component breakdown required and must be provided when the claim is lodged, in accordance with the Grant Opportunity Guidelines. Funding will only be assessed against eligible components. | Multi unit, probe
3131 | 1475496 | HYDROTERRA PTY LTD | 05872 Multi + 2 Probes (60cm Moist+Temp) + Rain Gauge + Air Temp + 3 years IrriMAX Live + SIM Card/Data Plan for x3 years | 3188.67 | Connected ag-tech platform deploying a Multi datalogger running two 60cm moisture/temp probes, a rain gauge, and an ambient air temp sensor. Connects over mobile cell towers. Features a 3-year SIM data plan and 3 years of IrriMAX Live tracking software. | Yes | Yes, Training online, and via Sentek authorised dealers, and self-train via User Manuals | Yes, Training online, and via Sentek authorised dealers, and self-train via User Manuals | Partially Eligible Bundle | Itemised component breakdown required and must be provided when the claim is lodged, in accordance with the Grant Opportunity Guidelines. Funding will only be assessed against eligible components. | Multi unit, probe, rain gauge, air temperature sensors
3062 | 1475496 | HYDROTERRA PTY LTD | 05808 IOT + 120cm TriSCAN DD Probe + 3 years IrriMAX Live + SIM Card/Data Plan for x3 years | 3176.45 | Premium ag-tech bundle including an IoT datalogger and deep 120cm TriSCAN probe tracking moisture, temperature, and salinity. Uses cellular telemetry and includes a 3-year SIM data plan plus IrriMAX Live cloud features. | Yes | Yes, Training online, and via Sentek authorised dealers, and self-train via User Manuals | Yes, Training online, and via Sentek authorised dealers, and self-train via User Manuals | Partially Eligible Bundle | Itemised component breakdown required and must be provided when the claim is lodged, in accordance with the Grant Opportunity Guidelines. Funding will only be assessed against eligible components. | IOT logger + 120cm TriSCAN DD Probe
3123 | 1475496 | HYDROTERRA PTY LTD | 05864 PLUS + 1 Probe (90cm TriSCAN DD) + 3 years IrriMAX Live + SIM Card/Data Plan for x3 years | 3147.64 | Soil analytics kit with an expandable PLUS logger and a 90cm TriSCAN Drill & Drop moisture, temp, and salt probe. Uses cellular tech to upload data. Includes 3-year SIM data plans and a 3-year IrriMAX Live license. | Yes | Yes, Training online, and via Sentek authorised dealers, and self-train via User Manuals | Yes, Training online, and via Sentek authorised dealers, and self-train via User Manuals | Partially Eligible Bundle | Itemised component breakdown required and must be provided when the claim is lodged, in accordance with the Grant Opportunity Guidelines. Funding will only be assessed against eligible components. | PLUS unit, probe
3142 | 1475496 | HYDROTERRA PTY LTD | 05887 All-In-One 4G CATM, E/Scan 150cm T/ScanSlurry + 3 years IrriMAX Live + SIM Card/Data Plan for x3 years | 3119.04 | Deep subsoil analytics package: 4G LTE-M mobile link inside a 150cm EnviroSCAN TriSCAN slurry probe. Streams high-fidelity salt and water telemetry. Outfitted with 3 years of SIM data and 3 years of IrriMAX Live. | Yes | Yes, Training online, and via Sentek authorised dealers, and self-train via User Manuals | Yes, Training online, and via Sentek authorised dealers, and self-train via User Manuals | Partially Eligible Bundle | Itemised component breakdown required and must be provided when the claim is lodged, in accordance with the Grant Opportunity Guidelines. Funding will only be assessed against eligible components. | All-In-One 4G CATM, E/Scan 150cm Moist Slurry
3141 | 1475496 | HYDROTERRA PTY LTD | 05886 All-In-One 4G CATM, E/Scan 100cm T/Scan Slurry + 3 years IrriMAX Live + SIM Card/Data Plan for x3 years | 3079.29 | Ag-tech deployment combining a built-in 4G LTE-M cell unit within a 100cm EnviroSCAN TriSCAN slurry probe tracking water and salt. Feeds real-time logs over cell channels. Includes a 3-year network data plan and 3 years of active IrriMAX Live access. | Yes | Yes, Training online, and via Sentek authorised dealers, and self-train via User Manuals | Yes, Training online, and via Sentek authorised dealers, and self-train via User Manuals | Partially Eligible Bundle | Itemised component breakdown required and must be provided when the claim is lodged, in accordance with the Grant Opportunity Guidelines. Funding will only be assessed against eligible components. | All-In-One 4G CATM, E/Scan 100cm Moist Slurry
3140 | 1475496 | HYDROTERRA PTY LTD | 05885 All-In-One 4G CATM, E/Scan 50cm T/Scan Slurry + 3 years IrriMAX Live + SIM Card/Data Plan for x3 years | 3045.21 | Multi-sensor salinity tool: 4G LTE-M cell engine inside a 50cm EnviroSCAN TriSCAN slurry probe. Delivers soil water, salt, and temp metrics. Includes 3 years of continuous SIM data and 3 years of IrriMAX Live. | Yes | Yes, Training online, and via Sentek authorised dealers, and self-train via User Manuals | Yes, Training online, and via Sentek authorised dealers, and self-train via User Manuals | Partially Eligible Bundle | Itemised component breakdown required and must be provided when the claim is lodged, in accordance with the Grant Opportunity Guidelines. Funding will only be assessed against eligible components. | All-In-One 4G CATM, E/Scan 50cm Moist Slurry
3117 | 1475496 | HYDROTERRA PTY LTD | 05856 Compact DTU + 90cm TriSCAN + 3 years IrriMAX Live + SIM Card/Data Plan for x3 years | 3007.16 | Agronomy package containing a Compact Data Transmission Unit (DTU) alongside a deep 90cm TriSCAN profile probe for water/salt analytics. Employs cellular tech for log tracking. Includes an active 3-year SIM data plan and 3 years of IrriMAX Live. | Yes | Yes, Training online, and via Sentek authorised dealers, and self-train via User Manuals | Yes, Training online, and via Sentek authorised dealers, and self-train via User Manuals | Partially Eligible Bundle | Itemised component breakdown required and must be provided when the claim is lodged, in accordance with the Grant Opportunity Guidelines. Funding will only be assessed against eligible components. | 05856 Compact DTU + 90cm TriSCAN
3083 | 1475496 | HYDROTERRA PTY LTD | 05830 NB+ 1 BT probe (90cm Moist+Temp) + 3 years IrriMAX Live + SIM Card/Data Plan for x3 years | 2958.49 | Connected soil sensing kit comprising a Nexus Blue node linked via Bluetooth to a deep 90cm moisture and temperature probe. Delivers deep root data over cellular networks. Comes with 3 years of data and an IrriMAX Live license. | Yes | Yes, Training online, and via Sentek authorised dealers, and self-train via User Manuals | Yes, Training online, and via Sentek authorised dealers, and self-train via User Manuals | Partially Eligible Bundle | Itemised component breakdown required and must be provided when the claim is lodged, in accordance with the Grant Opportunity Guidelines. Funding will only be assessed against eligible components. | Nexus Blue unit, probe
3114 | 1475496 | HYDROTERRA PTY LTD | 05853 Compact DTU + 120cm Moist+Temp DD Probe + 3 years IrriMAX Live + SIM Card/Data Plan for x3 years | 2957.57 | Deep subsoil logging kit featuring a Compact Data Transmission Unit (DTU) matched with a 120cm Drill & Drop moisture and temp probe. Connects via remote cellular telemetry. Includes 3 years of SIM data and 3 years of IrriMAX Live subscription. | Yes | Yes, Training online, and via Sentek authorised dealers, and self-train via User Manuals | Yes, Training online, and via Sentek authorised dealers, and self-train via User Manuals | Partially Eligible Bundle | Itemised component breakdown required and must be provided when the claim is lodged, in accordance with the Grant Opportunity Guidelines. Funding will only be assessed against eligible components. | 05853 Compact DTU + 120cm Moist+Temp DD Probe
3121 | 1475496 | HYDROTERRA PTY LTD | 05861 PLUS + 1 Probe (120cm Moist+Temp DD) + 3 years IrriMAX Live + SIM Card/Data Plan for x3 years | 2911.07 | Soil profile package deploying a rugged PLUS telemetry gateway paired with a 120cm Drill & Drop moisture and temp probe. Relays data via cell network connectivity. Bundled with 3 years of active SIM data transfer and 3 years of IrriMAX Live access. | Yes | Yes, Training online, and via Sentek authorised dealers, and self-train via User Manuals | Yes, Training online, and via Sentek authorised dealers, and self-train via User Manuals | Partially Eligible Bundle | Itemised component breakdown required and must be provided when the claim is lodged, in accordance with the Grant Opportunity Guidelines. Funding will only be assessed against eligible components. | PLUS unit, probe
3078 | 1475496 | HYDROTERRA PTY LTD | 05825 NB+ 1 BT probe (60cm TriSCAN) + 3 years IrriMAX Live + SIM Card/Data Plan for x3 years | 2895.79 | Advanced soil logging bundle featuring a cellular Nexus Blue unit talking to a single 60cm TriSCAN probe over internal Bluetooth. Transmits to cloud over cellular networks. Includes a 3-year data plan and IrriMAX Live subscription. | Yes | Yes, Training online, and via Sentek authorised dealers, and self-train via User Manuals | Yes, Training online, and via Sentek authorised dealers, and self-train via User Manuals | Partially Eligible Bundle | Itemised component breakdown required and must be provided when the claim is lodged, in accordance with the Grant Opportunity Guidelines. Funding will only be assessed against eligible components. | Nexus Blue unit, probe
3058 | 1475496 | HYDROTERRA PTY LTD | 05803 IOT + 120cm Moist+Temp DD Probe + 3 years IrriMAX Live + SIM Card/Data Plan for x3 years | 2893.87 | Smart farming telemetry system combining an IoT datalogger with a deep 120cm Drill & Drop moisture and temperature probe. Includes 3 years of cellular data transmission and 3 years of IrriMAX Live cloud software access. | Yes | Yes, Training online, and via Sentek authorised dealers, and self-train via User Manuals | Yes, Training online, and via Sentek authorised dealers, and self-train via User Manuals | Partially Eligible Bundle | Itemised component breakdown required and must be provided when the claim is lodged, in accordance with the Grant Opportunity Guidelines. Funding will only be assessed against eligible components. | Logger, soil moisture and temperature probe
3139 | 1475496 | HYDROTERRA PTY LTD | 05882 All-In-One 4G CATM, E/Scan 150cm Moist Slurry + 3 years IrriMAX Live + SIM Card/Data Plan for x3 years | 2891.9 | Long-profile agronomic probe integrating a 4G LTE-M cell radio directly into a deep 150cm EnviroSCAN moisture slurry probe. Relays live field data over cell networks. Bundled with 3 years of cellular SIM data plan and 3 years of IrriMAX Live access. | Yes | Yes, Training online, and via Sentek authorised dealers, and self-train via User Manuals | Yes, Training online, and via Sentek authorised dealers, and self-train via User Manuals | Partially Eligible Bundle | Itemised component breakdown required and must be provided when the claim is lodged, in accordance with the Grant Opportunity Guidelines. Funding will only be assessed against eligible components. | All-In-One 4G CATM, E/Scan 150cm Moist Slurry
3061 | 1475496 | HYDROTERRA PTY LTD | 05807 IOT + 90cm TriSCAN DD Probe + 3 years IrriMAX Live + SIM Card/Data Plan for x3 years | 2870.25 | Connected ag-tech kit featuring an IoT datalogger and a 90cm TriSCAN probe for moisture, temperature, and salinity profiles. Leverages cellular tech for continuous data transfers. Includes 3 years of SIM data and IrriMAX Live. | Yes | Yes, Training online, and via Sentek authorised dealers, and self-train via User Manuals | Yes, Training online, and via Sentek authorised dealers, and self-train via User Manuals | Partially Eligible Bundle | Itemised component breakdown required and must be provided when the claim is lodged, in accordance with the Grant Opportunity Guidelines. Funding will only be assessed against eligible components. | IOT logger + 90cm TriSCAN DD Probe
3138 | 1475496 | HYDROTERRA PTY LTD | 05881 All-In-One 4G CATM, E/Scan 100cm Moist Slurry + 3 years IrriMAX Live + SIM Card/Data Plan for x3 years | 2852.14 | Connected soil sensing terminal pairing a 4G LTE-M mobile communicator within a 100cm EnviroSCAN moisture slurry probe. Uses low-power cellular network capabilities to upload profiles. Outfitted with 3 years of cell data and 3 years of IrriMAX Live. | Yes | Yes, Training online, and via Sentek authorised dealers, and self-train via User Manuals | Yes, Training online, and via Sentek authorised dealers, and self-train via User Manuals | Partially Eligible Bundle | Itemised component breakdown required and must be provided when the claim is lodged, in accordance with the Grant Opportunity Guidelines. Funding will only be assessed against eligible components. | All-In-One 4G CATM, E/Scan 100cm Moist Slurry
3120 | 1475496 | HYDROTERRA PTY LTD | 05860 PLUS + 1 Probe (90cm Moist+Temp DD) + 3 years IrriMAX Live + SIM Card/Data Plan for x3 years | 2836.84 | Expandable field tracking kit utilizing a PLUS series datalogger bundle equipped with a 90cm Drill & Drop soil moisture and temp probe. Dispatches field profiles using wireless cellular communication. Packaged with a 3-year data plan and IrriMAX Live. | Yes | Yes, Training online, and via Sentek authorised dealers, and self-train via User Manuals | Yes, Training online, and via Sentek authorised dealers, and self-train via User Manuals | Partially Eligible Bundle | Itemised component breakdown required and must be provided when the claim is lodged, in accordance with the Grant Opportunity Guidelines. Funding will only be assessed against eligible components. | PLUS unit, probe
3137 | 1475496 | HYDROTERRA PTY LTD | 05880 All-In-One 4G CATM, E/Scan 50cm Moist Slurry + 3 years IrriMAX Live + SIM Card/Data Plan for x3 years | 2818.07 | Integrated ag-tech tracking node combining a 4G LTE-M cell communicator inside an EnviroSCAN 50cm moisture probe for slurry setups. Delivers data streams. Includes 3 years of SIM access and 3 years of IrriMAX Live. | Yes | Yes, Training online, and via Sentek authorised dealers, and self-train via User Manuals | Yes, Training online, and via Sentek authorised dealers, and self-train via User Manuals | Partially Eligible Bundle | Itemised component breakdown required and must be provided when the claim is lodged, in accordance with the Grant Opportunity Guidelines. Funding will only be assessed against eligible components. | All-In-One 4G CATM, E/Scan 50cm Moist Slurry
3116 | 1475496 | HYDROTERRA PTY LTD | 05855 Compact DTU + 60cm TriSCAN + 3 years IrriMAX Live + SIM Card/Data Plan for x3 years | 2777.37 | Soil salinity system featuring a Compact Data Transmission Unit (DTU) connected to a 60cm TriSCAN multi-sensor probe. Relays updates via cellular telecommunication network pathways. Bundled with 3 years of cell SIM services and 3 years of IrriMAX Live. | Yes | Yes, Training online, and via Sentek authorised dealers, and self-train via User Manuals | Yes, Training online, and via Sentek authorised dealers, and self-train via User Manuals | Partially Eligible Bundle | Itemised component breakdown required and must be provided when the claim is lodged, in accordance with the Grant Opportunity Guidelines. Funding will only be assessed against eligible components. | 05855 Compact DTU + 60cm TriSCAN
3122 | 1475496 | HYDROTERRA PTY LTD | 05863 PLUS + 1 Probe (60cm TriSCAN DD) + 3 years IrriMAX Live + SIM Card/Data Plan for x3 years | 2720.85 | Salinity intelligence package comprising a PLUS series logging interface equipped with a 60cm TriSCAN Drill & Drop probe. Utilizes integrated cellular telemetry for field tracking. Packaged with a 3-year data contract and 3 years of IrriMAX Live cloud. | Yes | Yes, Training online, and via Sentek authorised dealers, and self-train via User Manuals | Yes, Training online, and via Sentek authorised dealers, and self-train via User Manuals | Partially Eligible Bundle | Itemised component breakdown required and must be provided when the claim is lodged, in accordance with the Grant Opportunity Guidelines. Funding will only be assessed against eligible components. | PLUS unit, probe
3113 | 1475496 | HYDROTERRA PTY LTD | 05852 Compact DTU + 90cm Moist+Temp DD Probe + 3 years IrriMAX Live + SIM Card/Data Plan for x3 years | 2701.66 | Agricultural telemetry set containing a Compact Data Transmission Unit (DTU) wired to a deep 90cm Drill & Drop moisture and temp probe. Relays live field data over cellular infrastructure. Includes a 3-year SIM data plan and 3 years of IrriMAX Live. | Yes | Yes, Training online, and via Sentek authorised dealers, and self-train via User Manuals | Yes, Training online, and via Sentek authorised dealers, and self-train via User Manuals | Partially Eligible Bundle | Itemised component breakdown required and must be provided when the claim is lodged, in accordance with the Grant Opportunity Guidelines. Funding will only be assessed against eligible components. | 05852 Compact DTU + 90cm Moist+Temp DD Probe
3073 | 1475496 | HYDROTERRA PTY LTD | 05820 NB+ 1 BT probe (60cm Moist+Temp) + 3 years IrriMAX Live + SIM Card/Data Plan for x3 years | 2690.44 | Telemetry kit combining a cellular Nexus Blue logger with an extended 60cm profile moisture and temperature probe over Bluetooth. Streams data over cell networks. Includes 3 years of SIM access and 3 years of IrriMAX Live. | Yes | Yes, Training online, and via Sentek authorised dealers, and self-train via User Manuals | Yes, Training online, and via Sentek authorised dealers, and self-train via User Manuals | Partially Eligible Bundle | Itemised component breakdown required and must be provided when the claim is lodged, in accordance with the Grant Opportunity Guidelines. Funding will only be assessed against eligible components. | Nexus Blue unit, probe
3106 | 1475496 | HYDROTERRA PTY LTD | 05775 WiFi Link+ 90cm BT TriSCAN probe + 3 years IrriMAX | 2651.43 | Farming kit using a Wi-Fi Link device to collect data from a 90cm TriSCAN probe over Bluetooth. Transmits metrics seamlessly through the local farm Wi-Fi network infrastructure. Includes a 3-year subscription to IrriMAX analytics software. | Yes | Yes, Training online, and via Sentek authorised dealers, and self-train via User Manuals | Yes, Training online, and via Sentek authorised dealers, and self-train via User Manuals | Partially Eligible Bundle | Itemised component breakdown required and must be provided when the claim is lodged, in accordance with the Grant Opportunity Guidelines. Funding will only be assessed against eligible components. | WiFi Link, probe
3057 | 1475496 | HYDROTERRA PTY LTD | 05802 IOT + 90cm Moist+Temp DD Probe + 3 years IrriMAX Live + SIM Card/Data Plan for x3 years | 2625.85 | Connected ag-tech bundle featuring an IoT datalogger paired with a 90cm Drill & Drop soil moisture and temperature probe. Comes integrated with cellular data and a 3-year IrriMAX Live subscription for advanced tracking. | Yes | Yes, Training online, and via Sentek authorised dealers, and self-train via User Manuals | Yes, Training online, and via Sentek authorised dealers, and self-train via User Manuals | Partially Eligible Bundle | Itemised component breakdown required and must be provided when the claim is lodged, in accordance with the Grant Opportunity Guidelines. Funding will only be assessed against eligible components. | Logger, soil moisture and temperature probe
3146 | 1475496 | HYDROTERRA PTY LTD | 01456 All-in-One TriSCAN Probe, 1.5m Std 4G AU + 1year IrriMAX Live + SIM Card/Data Plan for x1 year | 2616 | Ag sensor setup: all-in-one 1.5m standard TriSCAN probe (water, temp, salt) with an internal Australian 4G cell module. Delivers data via cell towers. Features 1 year of SIM data and 1 year of IrriMAX Live cloud. | Yes | Yes, Training online, and via Sentek authorised dealers, and self-train via User Manuals | Yes, Training online, and via Sentek authorised dealers, and self-train via User Manuals | Partially Eligible Bundle | Itemised component breakdown required and must be provided when the claim is lodged, in accordance with the Grant Opportunity Guidelines. Funding will only be assessed against eligible components. | Probe
3144 | 1475496 | HYDROTERRA PTY LTD | 00956 All-in-One TriSCAN Probe, 1.0m Std 4G AU + 1year IrriMAX Live + SIM Card/Data Plan for x1 year | 2585 | Soil intelligence system featuring a 1.0m standard TriSCAN probe (moisture, temp, salinity) with an on-board 4G Australian cell modem. Dispatches live farm analytics. Bundled with 1 year of mobile SIM data access and 1 year of IrriMAX Live features. | Yes | Yes, Training online, and via Sentek authorised dealers, and self-train via User Manuals | Yes, Training online, and via Sentek authorised dealers, and self-train via User Manuals | Partially Eligible Bundle | Itemised component breakdown required and must be provided when the claim is lodged, in accordance with the Grant Opportunity Guidelines. Funding will only be assessed against eligible components. | Probe
3068 | 1475496 | HYDROTERRA PTY LTD | 05815 NB+ 1 BT probe (30cm TriSCAN) + 3 years IrriMAX Live + SIM Card/Data Plan for x3 years | 2563.24 | Specialized package combining a Nexus Blue cellular logger with one 30cm TriSCAN probe (moisture, temp, salinity) using Bluetooth. Cellular links push data to web. Includes 3 years of network data and IrriMAX Live access. | Yes | Yes, Training online, and via Sentek authorised dealers, and self-train via User Manuals | Yes, Training online, and via Sentek authorised dealers, and self-train via User Manuals | Partially Eligible Bundle | Itemised component breakdown required and must be provided when the claim is lodged, in accordance with the Grant Opportunity Guidelines. Funding will only be assessed against eligible components. | Nexus Blue unit, probe
3060 | 1475496 | HYDROTERRA PTY LTD | 05806 IOT + 60cm TriSCAN DD Probe + 3 years IrriMAX Live + SIM Card/Data Plan for x3 years | 2563.16 | Ag-tech package featuring an IoT datalogger and a 60cm TriSCAN probe for tracking moisture, temperature, and salinity. Uses cellular connectivity to stream metrics. Bundled with 3 years of SIM data and IrriMAX Live. | Yes | Yes, Training online, and via Sentek authorised dealers, and self-train via User Manuals | Yes, Training online, and via Sentek authorised dealers, and self-train via User Manuals | Partially Eligible Bundle | Itemised component breakdown required and must be provided when the claim is lodged, in accordance with the Grant Opportunity Guidelines. Funding will only be assessed against eligible components. | IOT logger + 60cm TriSCAN DD Probe
3119 | 1475496 | HYDROTERRA PTY LTD | 05859 PLUS + 1 Probe (60cm Moist+Temp DD) + 3 years IrriMAX Live + SIM Card/Data Plan for x3 years | 2548.94 | Expandable ag-tech array featuring a high-tier PLUS datalogger paired with one 60cm Drill & Drop moisture and temp probe. Uses global cellular connectivity to forward continuous sensor logs. Comes with a 3-year SIM contract and 3 years of IrriMAX Live. | Yes | Yes, Training online, and via Sentek authorised dealers, and self-train via User Manuals | Yes, Training online, and via Sentek authorised dealers, and self-train via User Manuals | Partially Eligible Bundle | Itemised component breakdown required and must be provided when the claim is lodged, in accordance with the Grant Opportunity Guidelines. Funding will only be assessed against eligible components. | PLUS unit, probe
3115 | 1475496 | HYDROTERRA PTY LTD | 05854 Compact DTU+ 30cm TriSCAN + 3 years IrriMAX Live + SIM Card/Data Plan for x3 years | 2547.57 | Salinity management kit featuring a specialized Compact Data Transmission Unit (DTU) combined with a 30cm TriSCAN probe. Utilizes cellular networking to deliver updates to cloud profiles. Includes a 3-year data plan and 3 years of IrriMAX Live. | Yes | Yes, Training online, and via Sentek authorised dealers, and self-train via User Manuals | Yes, Training online, and via Sentek authorised dealers, and self-train via User Manuals | Partially Eligible Bundle | Itemised component breakdown required and must be provided when the claim is lodged, in accordance with the Grant Opportunity Guidelines. Funding will only be assessed against eligible components. | 05854 Compact DTU + 30cm TriSCAN
3112 | 1475496 | HYDROTERRA PTY LTD | 05851 Compact DTU + 60cm Moist+Temp DD Probe + 3 years IrriMAX Live + SIM Card/Data Plan for x3 years | 2433.63 | Field sensor system grouping a Compact Data Transmission Unit (DTU) with an integrated 60cm Drill & Drop moisture and temp probe. Telemetry is sent via cellular technology. Bundles a 3-year cell plan and 3 years of IrriMAX Live cloud access. | Yes | Yes, Training online, and via Sentek authorised dealers, and self-train via User Manuals | Yes, Training online, and via Sentek authorised dealers, and self-train via User Manuals | Partially Eligible Bundle | Itemised component breakdown required and must be provided when the claim is lodged, in accordance with the Grant Opportunity Guidelines. Funding will only be assessed against eligible components. | 05851 Compact DTU + 60cm Moist+Temp DD Probe
3063 | 1475496 | HYDROTERRA PTY LTD | 05810 NB+ 1 BT probe (30cm Moist+Temp) + 3 years IrriMAX Live + SIM Card/Data Plan for x3 years | 2426.96 | Local network solution featuring a Nexus Blue logger collecting data via Bluetooth from one 30cm moisture and temp probe. Sends updates via cellular network. Includes 3 years of SIM data and 3 years of IrriMAX Live access. | Yes | Yes, Training online, and via Sentek authorised dealers, and self-train via User Manuals | Yes, Training online, and via Sentek authorised dealers, and self-train via User Manuals | Partially Eligible Bundle | Itemised component breakdown required and must be provided when the claim is lodged, in accordance with the Grant Opportunity Guidelines. Funding will only be assessed against eligible components. | Nexus Blue unit, probe
3145 | 1475496 | HYDROTERRA PTY LTD | 01451 All-in-One Moisture Probe, 1.5m Std 4G AU + 1year IrriMAX Live + SIM Card/Data Plan for x1 year | 2416 | Deep-soil smart farming pack: all-in-one 1.5m moisture/temp probe with an internal Australian 4G cell radio. Broadcasts depth statistics over cellular network pathways. Includes 1-year data and 1 year of IrriMAX Live. | Yes | Yes, Training online, and via Sentek authorised dealers, and self-train via User Manuals | Yes, Training online, and via Sentek authorised dealers, and self-train via User Manuals | Partially Eligible Bundle | Itemised component breakdown required and must be provided when the claim is lodged, in accordance with the Grant Opportunity Guidelines. Funding will only be assessed against eligible components. | Probe
3143 | 1475496 | HYDROTERRA PTY LTD | 00951 All-in-One Moisture Probe, 1.0m Std 4G AU + 1year IrriMAX Live + SIM Card/Data Plan for x1 year | 2385 | Self-contained smart probe containing a 1.0m standard moisture probe combined with an internal Australian 4G cell logging transmitter. Transmits depth measurements straight to the cloud. Includes 1 year of mobile SIM data and 1 year of IrriMAX Live. | Yes | Yes, Training online, and via Sentek authorised dealers, and self-train via User Manuals | Yes, Training online, and via Sentek authorised dealers, and self-train via User Manuals | Partially Eligible Bundle | Itemised component breakdown required and must be provided when the claim is lodged, in accordance with the Grant Opportunity Guidelines. Funding will only be assessed against eligible components. | Probe
3110 | 1475496 | HYDROTERRA PTY LTD | 05774 WiFi Link+ 90cm BT Moisture probe + 3 years IrriMAX | 2363.22 | Tracking package including a local Wi-Fi Link gateway connected to a 90cm Bluetooth soil moisture and temp probe. Integrates into your farm Wi-Fi infrastructure for seamless data updates. Includes a 3-year subscription to the IrriMAX platform. | Yes | Yes, Training online, and via Sentek authorised dealers, and self-train via User Manuals | Yes, Training online, and via Sentek authorised dealers, and self-train via User Manuals | Partially Eligible Bundle | Itemised component breakdown required and must be provided when the claim is lodged, in accordance with the Grant Opportunity Guidelines. Funding will only be assessed against eligible components. | WiFi Link, probe
3056 | 1475496 | HYDROTERRA PTY LTD | 05801 IOT + 60cm Moist+Temp DD Probe + 3 years IrriMAX Live + SIM Card/Data Plan for x3 years | 2357.82 | Connected ag-tech package featuring an IoT logger and 60cm Drill & Drop soil moisture and temperature probe. Includes cellular connectivity with a 3-year SIM plan and 3 years of IrriMAX Live cloud software access. | Yes | Yes, Training online, and via Sentek authorised dealers, and self-train via User Manuals | Yes, Training online, and via Sentek authorised dealers, and self-train via User Manuals | Partially Eligible Bundle | Itemised component breakdown required and must be provided when the claim is lodged, in accordance with the Grant Opportunity Guidelines. Funding will only be assessed against eligible components. | Logger, soil moisture and temperature probe
3105 | 1475496 | HYDROTERRA PTY LTD | 05773 WiFi Link+ 60cm BT TriSCAN probe + 3 years IrriMAX | 2289.29 | Connected ag-tech assembly uses an on-farm Wi-Fi Link receiver to capture sensor details from a 60cm Bluetooth TriSCAN soil moisture and salinity probe. Offloads field logs over local Wi-Fi networks. Includes 3 years of IrriMAX software licensing. | Yes | Yes, Training online, and via Sentek authorised dealers, and self-train via User Manuals | Yes, Training online, and via Sentek authorised dealers, and self-train via User Manuals | Partially Eligible Bundle | Itemised component breakdown required and must be provided when the claim is lodged, in accordance with the Grant Opportunity Guidelines. Funding will only be assessed against eligible components. | WiFi Link, probe
3059 | 1475496 | HYDROTERRA PTY LTD | 05805 IOT + 30cm TriSCAN DD Probe + 3 years IrriMAX Live + SIM Card/Data Plan for x3 years | 2230.62 | Advanced ag-tech telemetry set containing an IoT datalogger and a 30cm TriSCAN probe for soil moisture, temp, and salinity. Transmits via cellular networks and includes 3 years of data plus IrriMAX Live cloud access. | Yes | Yes, Training online, and via Sentek authorised dealers, and self-train via User Manuals | Yes, Training online, and via Sentek authorised dealers, and self-train via User Manuals | Partially Eligible Bundle | Itemised component breakdown required and must be provided when the claim is lodged, in accordance with the Grant Opportunity Guidelines. Funding will only be assessed against eligible components. | IOT logger + 30cm TriSCAN DD Probe
3167 | 1475496 | HYDROTERRA PTY LTD | 01258 Drill & Drop, 120cm TriSCAN, Bluetooth + 1 year IrriMAX Plan | 2171.07 | High-tier soil intelligence tool featuring a 120cm Drill & Drop TriSCAN sensor evaluating deep moisture, temp, and salt metrics. Connects via native Bluetooth for on-farm transfers. Packaged with 1 year of comprehensive IrriMAX features. | Yes | Yes, Training online, and via Sentek authorised dealers, and self-train via User Manuals | Yes, Training online, and via Sentek authorised dealers, and self-train via User Manuals | Partially Eligible Bundle | Itemised component breakdown required and must be provided when the claim is lodged, in accordance with the Grant Opportunity Guidelines. Funding will only be assessed against eligible components. | Drill & Drop, TriSCAN
3111 | 1475496 | HYDROTERRA PTY LTD | 05850 Compact DTU + 30cm Moist+Temp DD Probe + 3 years IrriMAX Live + SIM Card/Data Plan for x3 years | 2170.14 | Telemetry pack with a Compact Data Transmission Unit (DTU) wired to a 30cm Drill & Drop moisture and temp probe. Uses mobile cellular pathways to stream readings. Comes with an included 3-year SIM data plan and 3 years of IrriMAX Live cloud. | Yes | Yes, Training online, and via Sentek authorised dealers, and self-train via User Manuals | Yes, Training online, and via Sentek authorised dealers, and self-train via User Manuals | Partially Eligible Bundle | Itemised component breakdown required and must be provided when the claim is lodged, in accordance with the Grant Opportunity Guidelines. Funding will only be assessed against eligible components. | 05850 Compact DTU + 30cm Moist+Temp DD Probe
3055 | 1475496 | HYDROTERRA PTY LTD | 05800 IOT + 30cm Moist+Temp + 3 years IrriMAX Live + SIM Card/Data Plan for x3 years | 2094.33 | Integrated IoT telemetry with a 30cm soil moisture and temperature probe. Features 4G/LTE-M cellular transmission, a 3-year SIM data plan, and a 3-year subscription to IrriMAX Live cloud software for real-time agronomic insights. | Yes | Yes, Training online, and via Sentek authorised dealers, and self-train via User Manuals | Yes, Training online, and via Sentek authorised dealers, and self-train via User Manuals | Partially Eligible Bundle | Itemised component breakdown required and must be provided when the claim is lodged, in accordance with the Grant Opportunity Guidelines. Funding will only be assessed against eligible components. | Soil Moisture and Temperature Probe
3109 | 1475496 | HYDROTERRA PTY LTD | 05772 WiFi Link+ 60cm BT Moisture probe + 3 years IrriMAX | 2047.14 | Wireless instrumentation bundle utilizing a Wi-Fi Link receiver to aggregate data from a 60cm Bluetooth moisture and temp probe. Uploads data using local Wi-Fi network infrastructure. Includes 3 years of analytical access via IrriMAX tools. | Yes | Yes, Training online, and via Sentek authorised dealers, and self-train via User Manuals | Yes, Training online, and via Sentek authorised dealers, and self-train via User Manuals | Partially Eligible Bundle | Itemised component breakdown required and must be provided when the claim is lodged, in accordance with the Grant Opportunity Guidelines. Funding will only be assessed against eligible components. | WiFi Link, probe
3104 | 1475496 | HYDROTERRA PTY LTD | 05771 WiFi Link+ 30cm BT TriSCAN probe + 3 years IrriMAX | 1897.14 | Wireless soil-monitoring bundle comprising a Wi-Fi Link interface hub and a 30cm TriSCAN sensor probe utilizing low-power Bluetooth. Relays intelligence across native farm Wi-Fi. Packed with a 3-year IrriMAX application plan. | Yes | Yes, Training online, and via Sentek authorised dealers, and self-train via User Manuals | Yes, Training online, and via Sentek authorised dealers, and self-train via User Manuals | Partially Eligible Bundle | Itemised component breakdown required and must be provided when the claim is lodged, in accordance with the Grant Opportunity Guidelines. Funding will only be assessed against eligible components. | WiFi Link, probe
3166 | 1475496 | HYDROTERRA PTY LTD | 00928 Drill & Drop, 90cm TriSCAN, Bluetooth + 1 year IrriMAX Plan | 1810 | Subsoil agricultural tracking tool comprising a deep 90cm Drill & Drop TriSCAN probe that registers soil water, temp, and salinity. Transfers records over Bluetooth wireless channels. Includes a 1-year IrriMAX tracking subscription. | Yes | Yes, Training online, and via Sentek authorised dealers, and self-train via User Manuals | Yes, Training online, and via Sentek authorised dealers, and self-train via User Manuals | Partially Eligible Bundle | Itemised component breakdown required and must be provided when the claim is lodged, in accordance with the Grant Opportunity Guidelines. Funding will only be assessed against eligible components. | Drill & Drop, TriSCAN
3175 | 1475496 | HYDROTERRA PTY LTD | 01270 Drill & Drop, 120cm TriSCAN, SDI-12 | 1791 | Premium subsoil instrument probe featuring a long 120cm Drill & Drop TriSCAN sensor evaluating deep moisture, temperature, and salt levels. Communicates over standard wired SDI-12 technology networks to link with external field loggers. | Yes | N/A | N/A | Eligible | Eligible for rebate funding. | N/A
3184 | 1475496 | HYDROTERRA PTY LTD | 01264 Drill & Drop, 120cm TriSCAN , RS485 Modbus (W. S Cable) | 1791 | Premium subsoil instrument probe featuring a deep 120cm Drill & Drop TriSCAN sensor tracking water, temperature, and salt metrics. Integrates via high-reliability RS485 Modbus wire protocols into ag networks. Supplied with connection cable. | Yes | N/A | N/A | Eligible Bundle | Itemised component breakdown required and must be provided when the claim is lodged, in accordance with the Grant Opportunity Guidelines. | N/A
3192 | 1475496 | HYDROTERRA PTY LTD | 01255 Drill & Drop, 120cm TriSCAN, RS232 Modbus (W. S Cable) | 1791 | Premium sub-soil sensing probe comprising an extra-long 120cm Drill & Drop TriSCAN array monitoring water, salt, and temperature metrics. Relays logs via wired industrial RS232 Modbus serial technology. Supplied with connecting cable. | Yes | N/A | N/A | Eligible Bundle | Itemised component breakdown required and must be provided when the claim is lodged, in accordance with the Grant Opportunity Guidelines. | N/A
3108 | 1475496 | HYDROTERRA PTY LTD | 05770 WiFi Link+ 30cm BT Moisture probe + 3 years IrriMAX | 1736.43 | Smart ag-tech combo featuring an on-site Wi-Fi Link device paired with a 30cm Bluetooth moisture and temp probe. Directs soil updates across native farm Wi-Fi frameworks. Includes a 3-year subscription for the IrriMAX reporting dashboard. | Yes | Yes, Training online, and via Sentek authorised dealers, and self-train via User Manuals | Yes, Training online, and via Sentek authorised dealers, and self-train via User Manuals | Partially Eligible Bundle | Itemised component breakdown required and must be provided when the claim is lodged, in accordance with the Grant Opportunity Guidelines. Funding will only be assessed against eligible components. | WiFi Link, probe
3176 | 1475496 | HYDROTERRA PTY LTD | 01220 Drill & Drop, 120cm Moist&Temp, SDI-12 | 1480 | Deep root monitoring probe providing a 120cm Drill & Drop continuous soil moisture and temperature profiling array. Incorporates an industry-standard SDI-12 wired output interface to integrate with third-party hardware. (Requires logger). | Yes | N/A | N/A | Eligible Bundle | Itemised component breakdown required and must be provided when the claim is lodged, in accordance with the Grant Opportunity Guidelines. | N/A
3183 | 1475496 | HYDROTERRA PTY LTD | 01214 Drill & Drop, 120cm Moisture+Temp , RS485 Modbus (W. S Cable) | 1480 | Deep-well agronomic instrument probe offering a long 120cm Drill & Drop moisture and temperature continuous soil profile array. Outfitted with an industrial wired RS485 Modbus output to match third-party loggers. Supplied with connecting cable. | Yes | N/A | N/A | Eligible Bundle | Itemised component breakdown required and must be provided when the claim is lodged, in accordance with the Grant Opportunity Guidelines. | N/A
3191 | 1475496 | HYDROTERRA PTY LTD | 01205 Drill & Drop, 120cm Moisture+Temp , RS232 Modbus (W. S Cable) | 1480 | Deep subsoil instrumentation probe featuring a long 120cm Drill & Drop moisture and temperature profile sensor array. Built with an industrial-grade serial RS232 Modbus wired interface to couple with telemetry nodes. Supplied with connecting cable. | Yes | N/A | N/A | Eligible Bundle | Itemised component breakdown required and must be provided when the claim is lodged, in accordance with the Grant Opportunity Guidelines. | N/A
3173 | 1475496 | HYDROTERRA PTY LTD | 00939 Drill & Drop, 90cm TriSCAN, SDI-12 | 1454 | Depth-focused monitoring probe containing a 90cm Drill & Drop TriSCAN multisensor soil layer tracker for water, temp, and salinity. Integrates with existing farm networks via a native SDI-12 wire terminal protocol. (Requires datalogger). | Yes | N/A | N/A | Eligible | Eligible for rebate funding. | N/A
3182 | 1475496 | HYDROTERRA PTY LTD | 00934 Drill & Drop, 90cm TriSCAN , RS485 Modbus (W. S Cable) | 1454 | Advanced soil water and salt logging probe featuring a 90cm Drill & Drop TriSCAN profiling sensor. Designed to communicate over heavy-duty wired RS485 Modbus technology networks to feed data to telemetry bases. Supplied with connecting cable. | Yes | N/A | N/A | Eligible Bundle | Itemised component breakdown required and must be provided when the claim is lodged, in accordance with the Grant Opportunity Guidelines. | N/A
3190 | 1475496 | HYDROTERRA PTY LTD | 00925 Drill & Drop,90cm TriSCAN, RS232 Modbus (W. S Cable) | 1454 | Depth-focused monitoring probe featuring a 90cm Drill & Drop TriSCAN sensor tracking multi-layer water, temperature, and salinity. Communicates over industrial wired RS232 Modbus networks to update master farm loggers. Supplied with cable. | Yes | N/A | N/A | Eligible Bundle | Itemised component breakdown required and must be provided when the claim is lodged, in accordance with the Grant Opportunity Guidelines. | N/A
3165 | 1475496 | HYDROTERRA PTY LTD | 00658 Drill & Drop, 60cm TriSCAN, Bluetooth + 1 year IrriMAX Plan | 1447.86 | Mid-depth ag-tech tracking probe including a 60cm Drill & Drop TriSCAN sensor monitoring soil water, temperature, and volumetric ion profiles. Utilizes Bluetooth for close-range logging. Packaged with a 1-year IrriMAX subscription. | Yes | Yes, Training online, and via Sentek authorised dealers, and self-train via User Manuals | Yes, Training online, and via Sentek authorised dealers, and self-train via User Manuals | Partially Eligible Bundle | Itemised component breakdown required and must be provided when the claim is lodged, in accordance with the Grant Opportunity Guidelines. Funding will only be assessed against eligible components. | Drill & Drop, TriSCAN
3103 | 1475496 | HYDROTERRA PTY LTD | 05779 WiFi Link+ 10cm BT TriSCAN probe + 3 years IrriMAX | 1334.52 | Short-range smart ag kit featuring a specialized Wi-Fi Link receiver paired with a compact 10cm Bluetooth TriSCAN probe tracking moisture, salinity, and temp. Relays data directly across farm Wi-Fi. Includes 3 years of IrriMAX. | Yes | Yes, Training online, and via Sentek authorised dealers, and self-train via User Manuals | Yes, Training online, and via Sentek authorised dealers, and self-train via User Manuals | Partially Eligible Bundle | Itemised component breakdown required and must be provided when the claim is lodged, in accordance with the Grant Opportunity Guidelines. Funding will only be assessed against eligible components. | WiFi Link, probe
3174 | 1475496 | HYDROTERRA PTY LTD | 00919 Drill & Drop, 90cm Moist&Temp, SDI-12 | 1185 | Deep soil profiling instrument providing a 90cm Drill & Drop moisture and temperature profile probe. Outfitted with an integrated standard SDI-12 protocol line to enable direct wire connections to external ag loggers. (Requires logger). | Yes | N/A | N/A | Eligible Bundle | Itemised component breakdown required and must be provided when the claim is lodged, in accordance with the Grant Opportunity Guidelines. | N/A
3181 | 1475496 | HYDROTERRA PTY LTD | 00914 Drill & Drop, 90cm Moisture+Temp , RS485 Modbus (W. S Cable) | 1185 | Crop tracking deployment probe featuring a deep 90cm Drill & Drop moisture and temperature continuous soil profiling array. Outfitted with an industrial-grade RS485 Modbus wired interface to communicate with farm logs. Supplied with cable. | Yes | N/A | N/A | Eligible Bundle | Itemised component breakdown required and must be provided when the claim is lodged, in accordance with the Grant Opportunity Guidelines. | N/A
3189 | 1475496 | HYDROTERRA PTY LTD | 00905 Drill & Drop, 90cm Moisture+Temp , RS232 Modbus (W. S Cable) | 1185 | Field instrumentation probe featuring a deep 90cm Drill & Drop soil moisture and temperature continuous profiling sensor. Employs a wired RS232 Modbus digital serial standard interface to sync into farm telemetry. Supplied with connecting cable. | Yes | N/A | N/A | Eligible Bundle | Itemised component breakdown required and must be provided when the claim is lodged, in accordance with the Grant Opportunity Guidelines. | N/A
3107 | 1475496 | HYDROTERRA PTY LTD | 05778 WiFi Link+ 10cm BT Moisture probe + 3 years IrriMAX | 1181.2 | Shallow root crop monitoring kit featuring a Wi-Fi Link gateway paired with a 10cm Bluetooth moisture and temp probe. Telemetry is sent securely over the local Wi-Fi network. Includes a 3-year access license for IrriMAX software platforms. | Yes | Yes, Training online, and via Sentek authorised dealers, and self-train via User Manuals | Yes, Training online, and via Sentek authorised dealers, and self-train via User Manuals | Partially Eligible Bundle | Itemised component breakdown required and must be provided when the claim is lodged, in accordance with the Grant Opportunity Guidelines. Funding will only be assessed against eligible components. | WiFi Link, probe
3171 | 1475496 | HYDROTERRA PTY LTD | 00670 Drill & Drop, 60cm TriSCAN, SDI-12 | 1116 | Subsurface soil profiling tool featuring a 60cm Drill & Drop TriSCAN multi-sensor array tracking moisture, temp, and salinity layers. Employs a standard SDI-12 wired protocol for connection to third-party ag hardware. (Requires logger). | Yes | N/A | N/A | Eligible | Eligible for rebate funding. | N/A
3180 | 1475496 | HYDROTERRA PTY LTD | 00664 Drill & Drop, 60cm TriSCAN , RS485 Modbus (W. S Cable) | 1116 | Subsurface agricultural instrument probe providing a 60cm Drill & Drop TriSCAN sensor evaluating mid-depth moisture, temp, and salt lines. Incorporates a wired industrial RS485 Modbus terminal protocol. Supplied with connecting cable. | Yes | N/A | N/A | Eligible Bundle | Itemised component breakdown required and must be provided when the claim is lodged, in accordance with the Grant Opportunity Guidelines. | N/A
3188 | 1475496 | HYDROTERRA PTY LTD | 00655 Drill & Drop, 60cm TriSCAN, RS232 Modbus (W. S Cable) | 1116 | Connected agricultural tool offering a 60cm Drill & Drop TriSCAN profile sensor tracking moisture, temp, and salt lines. Integrates into industrial farm telemetry grids via an industrial RS232 Modbus serial wire protocol. Includes cable. | Yes | N/A | N/A | Eligible Bundle | Itemised component breakdown required and must be provided when the claim is lodged, in accordance with the Grant Opportunity Guidelines. | N/A
3164 | 1475496 | HYDROTERRA PTY LTD | 00358 Drill & Drop, 30cm TriSCAN, Bluetooth + 1 year IrriMAX Plan | 1055.71 | Wireless soil probe featuring a 30cm Drill & Drop TriSCAN sensor array tracking moisture, temperature, and salinity layers. Employs low-power Bluetooth for local telemetry extraction. Packaged with a 1-year IrriMAX software license. | Yes | Yes, Training online, and via Sentek authorised dealers, and self-train via User Manuals | Yes, Training online, and via Sentek authorised dealers, and self-train via User Manuals | Partially Eligible Bundle | Itemised component breakdown required and must be provided when the claim is lodged, in accordance with the Grant Opportunity Guidelines. Funding will only be assessed against eligible components. | Drill & Drop, TriSCAN
3172 | 1475496 | HYDROTERRA PTY LTD | 00620 Drill & Drop, 60cm Moist&Temp, SDI-12 | 903.11 | Agricultural agronomy instrument featuring a 60cm Drill & Drop moisture and temperature multi-sensor soil profile probe. Designed to link directly into on-farm telemetry grids via standard SDI-12 communications wiring. (Requires logger). | Yes | N/A | N/A | Eligible Bundle | Itemised component breakdown required and must be provided when the claim is lodged, in accordance with the Grant Opportunity Guidelines. | N/A
3179 | 1475496 | HYDROTERRA PTY LTD | 00614 Drill & Drop, 60cm Moisture+Temp , RS485 Modbus (W. S Cable) | 890 | Professional ag-tech soil instrument featuring a 60cm Drill & Drop moisture and temperature profiling probe. Interfaced directly with industrial telemetry setups via wired RS485 Modbus digital communications. Supplied with a link cable. | Yes | N/A | N/A | Eligible Bundle | Itemised component breakdown required and must be provided when the claim is lodged, in accordance with the Grant Opportunity Guidelines. | N/A
3187 | 1475496 | HYDROTERRA PTY LTD | 00605 Drill & Drop, 60cm Moisture+Temp , RS232 Modbus (W. S Cable) | 890 | Wireless-ready sensor instrument featuring a 60cm Drill & Drop moisture and temperature profiling probe. Engineered to connect with external farm logging nodes via wired RS232 Modbus serial digital communications. Supplied with connecting cable. | Yes | N/A | N/A | Eligible Bundle | Itemised component breakdown required and must be provided when the claim is lodged, in accordance with the Grant Opportunity Guidelines. | N/A
3169 | 1475496 | HYDROTERRA PTY LTD | 00370 Drill & Drop, 30cm TriSCAN, SDI-12 | 748.13 | Multi-sensor agronomy probe offering a 30cm Drill & Drop TriSCAN profile sensor for water, temperature, and salt logging. Integrates into broader systems using an industry-standard SDI-12 digital communications interface. (Requires logger). | Yes | N/A | N/A | Eligible | Eligible for rebate funding. | N/A
3178 | 1475496 | HYDROTERRA PTY LTD | 00364 Drill & Drop, 30cm TriSCAN , RS485 Modbus (W. S Cable) | 748.13 | Subsurface profile probe providing a 30cm Drill & Drop TriSCAN multi-sensor array tracking moisture, temp, and salinity. Employs a rugged RS485 Modbus protocol for seamless integration into farm logging controllers. Supplied with connecting cable. | Yes | N/A | N/A | Eligible Bundle | Itemised component breakdown required and must be provided when the claim is lodged, in accordance with the Grant Opportunity Guidelines. | N/A
3186 | 1475496 | HYDROTERRA PTY LTD | 00355 Drill & Drop, 30cm TriSCAN, RS232 Modbus (W. S Cable) | 748.13 | Smart ag-tech sensor probe providing a 30cm Drill & Drop TriSCAN multisensor tracker evaluating water, temperature, and salinity levels. Integrates into broader systems using an RS232 Modbus serial wired interface. Supplied with connecting cable. | Yes | N/A | N/A | Eligible Bundle | Itemised component breakdown required and must be provided when the claim is lodged, in accordance with the Grant Opportunity Guidelines. | N/A
3219 | 1475496 | HYDROTERRA PTY LTD | 301 Water Level Temperature Sensor, M10 Absolute | 740 | The 301 Water Level Temperature Sensor is a compact, all-in-one submersible hydrostatic level transmitter that provides fast and accurate water level and temperature readings for a wide variety of applications. | N/A | N/A | N/A | Eligible | Eligible for rebate funding. | N/A
3220 | 1475496 | HYDROTERRA PTY LTD | 301 Water Level Temperature Sensor, M100 Absolute | 740 | The 301 Water Level Temperature Sensor is a compact, all-in-one submersible hydrostatic level transmitter that provides fast and accurate water level and temperature readings for a wide variety of applications. | N/A | N/A | N/A | Eligible | Eligible for rebate funding. | N/A
3221 | 1475496 | HYDROTERRA PTY LTD | 301 Water Level Temperature Sensor, M20 Absolute | 740 | The 301 Water Level Temperature Sensor is a compact, all-in-one submersible hydrostatic level transmitter that provides fast and accurate water level and temperature readings for a wide variety of applications. | N/A | <not provided> | N/A | Eligible | Eligible for rebate funding. | N/A
3222 | 1475496 | HYDROTERRA PTY LTD | 301 Water Level Temperature Sensor, M200 Absolute | 740 | The 301 Water Level Temperature Sensor is a compact, all-in-one submersible hydrostatic level transmitter that provides fast and accurate water level and temperature readings for a wide variety of applications. | N/A | N/A | N/A | Eligible | Eligible for rebate funding. | N/A
3223 | 1475496 | HYDROTERRA PTY LTD | 301 Water Level Temperature Sensor, M30 Absolute | 740 | The 301 Water Level Temperature Sensor is a compact, all-in-one submersible hydrostatic level transmitter that provides fast and accurate water level and temperature readings for a wide variety of applications. | N/A | N/A | N/A | Eligible | Eligible for rebate funding. | N/A
3224 | 1475496 | HYDROTERRA PTY LTD | 301 Water Level Temperature Sensor, M5 Absolute | 740 | The 301 Water Level Temperature Sensor is a compact, all-in-one submersible hydrostatic level transmitter that provides fast and accurate water level and temperature readings for a wide variety of applications. | N/A | N/A | N/A | Eligible | Eligible for rebate funding. | N/A
3170 | 1475496 | HYDROTERRA PTY LTD | 00320 Drill & Drop, 30cm Moist&Temp, SDI-12 | 598.5 | Field instrumentation probe featuring a 30cm Drill & Drop soil moisture and temperature profiling sensor array. Built with a specialized SDI-12 wire interface to facilitate connectivity into automated farm logging hubs. (Requires logger). | Yes | N/A | N/A | Eligible Bundle | Itemised component breakdown required and must be provided when the claim is lodged, in accordance with the Grant Opportunity Guidelines. | N/A
3177 | 1475496 | HYDROTERRA PTY LTD | 00314 Drill & Drop, 30cm Moisture+Temp , RS485 Modbus (W. S Cable) | 598.5 | Agricultural monitoring probe featuring a 30cm Drill & Drop moisture and temperature sensor array. Connects into farm automation systems using an RS485 Modbus digital wired interface profile. Supplied with sensor cable. (Requires logger). | Yes | N/A | N/A | Eligible Bundle | Itemised component breakdown required and must be provided when the claim is lodged, in accordance with the Grant Opportunity Guidelines. | N/A
3185 | 1475496 | HYDROTERRA PTY LTD | 00305 Drill & Drop, 30cm Moisture+Temp , RS232 Modbus (W. S Cable) | 598.5 | Soil status profile probe providing a 30cm Drill & Drop moisture and temperature profiling array. Utilizes a wired RS232 Modbus digital communications protocol interface to connect into third-party telemetry devices. Supplied with connecting cable. | Yes | N/A | N/A | Eligible Bundle | Itemised component breakdown required and must be provided when the claim is lodged, in accordance with the Grant Opportunity Guidelines. | N/A
3163 | 1475496 | HYDROTERRA PTY LTD | 00170 Drill & Drop, Single Point 10cm TriSCAN, Bluetooth + 1 year IrriMAX Plan | 493.09 | Compact agronomic instrument containing a single point 10cm Drill & Drop TriSCAN probe tracking water, temp, and salt. Uses integrated Bluetooth technology for wireless logging. Outfitted with a 1-year analytical IrriMAX subscription. | Yes | Yes, Training online, and via Sentek authorised dealers, and self-train via User Manuals | Yes, Training online, and via Sentek authorised dealers, and self-train via User Manuals | Partially Eligible Bundle | Itemised component breakdown required and must be provided when the claim is lodged, in accordance with the Grant Opportunity Guidelines. Funding will only be assessed against eligible components. | Drill & Drop, TriSCAN
3168 | 1475496 | HYDROTERRA PTY LTD | 00150 Single Point (10cm) Sensor, TriSCAN, SDI-12 (Side) | 323.3 | Specialized instrument component offering a single point 10cm TriSCAN probe measuring soil moisture, temp, and salinity. Features an industry-standard SDI-12 digital interface for external dataloggers. (Requires external telemetry device). | Yes | N/A | N/A | Eligible Bundle | Itemised component breakdown required and must be provided when the claim is lodged, in accordance with the Grant Opportunity Guidelines. | N/A
4388 | 1475367 | ICI Industries Pty Ltd | 70240-000112 Octave 12 BS Netafim-AU NMI | 13130 | 12" Ultrasonic Water with rate of flow display. NMI approved | Yes | No | <not provided> | Eligible | Eligible for rebate funding. | N/A
4751 | 1475367 | ICI Industries Pty Ltd | 05849 NB+ 5 BT probe (120cm TriSCAN) + 3 years IrriMAX Live + SIM Card/Data Plan for x3 years | 12145.36 | Sub-soil salinity and moisture network containing a Nexus Blue master base that reads five deep 120cm TriSCAN probes over Bluetooth. Dispatches records over cellular infrastructure. Packed with 3 years of mobile data and IrriMAX. | Yes | Yes, Training online, and via Sentek authorised dealers, and self-train via User Manuals | Yes, Training online, and via Sentek authorised dealers, and self-train via User Manuals | Partially Eligible Bundle | Itemised component breakdown required and must be provided when the claim is lodged, in accordance with the Grant Opportunity Guidelines. Funding will only be assessed against eligible components. | Nexus Blue unit, probe
4387 | 1475367 | ICI Industries Pty Ltd | 70240-000111 Octave 10 BS Netafim-AU NMI | 11822 | 10" Ultrasonic Water with rate of flow display. NMI approved | Yes | No | <not provided> | Eligible | Eligible for rebate funding. | N/A
4746 | 1475367 | ICI Industries Pty Ltd | 05844 NB+ 5 BT probe (120cm Moist+Temp) + 3 years IrriMAX Live + SIM Card/Data Plan for x3 years | 10730.36 | Extensive agronomy data package that uses a high-performance Nexus Blue gateway to track five 120cm moisture and temperature probes using Bluetooth. Transmits via cellular. Outfitted with 3 years of data and IrriMAX Live cloud. | Yes | Yes, Training online, and via Sentek authorised dealers, and self-train via User Manuals | Yes, Training online, and via Sentek authorised dealers, and self-train via User Manuals | Partially Eligible Bundle | Itemised component breakdown required and must be provided when the claim is lodged, in accordance with the Grant Opportunity Guidelines. Funding will only be assessed against eligible components. | Nexus Blue unit, probe
4741 | 1475367 | ICI Industries Pty Ltd | 05839 NB+ 5 BT probe (90cm TriSCAN) + 3 years IrriMAX Live + SIM Card/Data Plan for x3 years | 10613.71 | Soil status enterprise setup featuring a Nexus Blue base gateway capturing multi-layer data from five 90cm TriSCAN probes over Bluetooth. Uses cellular networks to map fields. Packed with 3 years of data and IrriMAX Live cloud. | Yes | Yes, Training online, and via Sentek authorised dealers, and self-train via User Manuals | Yes, Training online, and via Sentek authorised dealers, and self-train via User Manuals | Partially Eligible Bundle | Itemised component breakdown required and must be provided when the claim is lodged, in accordance with the Grant Opportunity Guidelines. Funding will only be assessed against eligible components. | Nexus Blue unit, probe
4230 | 1475367 | ICI Industries Pty Ltd | Vaisala Weather Transmitter | 10050 | Weather Station - connects to Telemetry Kit | Not intedend for self install | No | Experienced staff with supplier provided training or supplier technical assistance will install the equipment. | Eligible | Eligible for rebate funding. | N/A
4750 | 1475367 | ICI Industries Pty Ltd | 05848 NB+ 4 BT probe (120cm TriSCAN) + 3 years IrriMAX Live + SIM Card/Data Plan for x3 years | 9986.29 | Broad ag-tech sensor kit featuring a cellular-enabled Nexus Blue unit that pairs with four deep 120cm TriSCAN soil probes via local Bluetooth. Broadcasts stats via cell towers. Includes a 3-year data subscription and IrriMAX. | Yes | Yes, Training online, and via Sentek authorised dealers, and self-train via User Manuals | Yes, Training online, and via Sentek authorised dealers, and self-train via User Manuals | Partially Eligible Bundle | Itemised component breakdown required and must be provided when the claim is lodged, in accordance with the Grant Opportunity Guidelines. Funding will only be assessed against eligible components. | Nexus Blue unit, probe
4736 | 1475367 | ICI Industries Pty Ltd | 05834 NB+ 5 BT probe (90cm Moist+Temp) + 3 years IrriMAX Live + SIM Card/Data Plan for x3 years | 9392.43 | Enterprise monitoring array consisting of a Nexus Blue cell transmitter matching five deep 90cm moisture and temperature probes via Bluetooth. Directs data via cellular links. Bundled with a 3-year data plan and IrriMAX Live. | Yes | Yes, Training online, and via Sentek authorised dealers, and self-train via User Manuals | Yes, Training online, and via Sentek authorised dealers, and self-train via User Manuals | Partially Eligible Bundle | Itemised component breakdown required and must be provided when the claim is lodged, in accordance with the Grant Opportunity Guidelines. Funding will only be assessed against eligible components. | Nexus Blue unit, probe
4386 | 1475367 | ICI Industries Pty Ltd | 70240-000055 Octave 8 High Flow SST AU NMI BSTD | 9188 | 8" Ultrasonic Water with rate of flow display. NMI approved | Yes | No | <not provided> | Eligible | Eligible for rebate funding. | N/A
4382 | 1475367 | ICI Industries Pty Ltd | 70240-000012 Octave 8 High Flow S.St BSTD | 9188 | 8" Ultrasonic Water with rate of flow display | Yes | No | <not provided> | Eligible | Eligible for rebate funding. | N/A
4731 | 1475367 | ICI Industries Pty Ltd | 05829 NB+ 5 BT probe (60cm TriSCAN) + 3 years IrriMAX Live + SIM Card/Data Plan for x3 years | 9078.93 | Extended salinity and moisture tracking network comprising a Nexus Blue unit commanding five 60cm TriSCAN probes via Bluetooth. Outloads data through cellular networks. Packaged with a 3-year cell plan and IrriMAX Live software. | Yes | Yes, Training online, and via Sentek authorised dealers, and self-train via User Manuals | Yes, Training online, and via Sentek authorised dealers, and self-train via User Manuals | Partially Eligible Bundle | Itemised component breakdown required and must be provided when the claim is lodged, in accordance with the Grant Opportunity Guidelines. Funding will only be assessed against eligible components. | Nexus Blue unit, probe
4385 | 1475367 | ICI Industries Pty Ltd | 70240-000054 Octave 6 High Flow SST AU NMI BSTD | 8917 | 6" Ultrasonic Water with rate of flow display. NMI approved | Yes | No | <not provided> | Eligible | Eligible for rebate funding. | N/A
4381 | 1475367 | ICI Industries Pty Ltd | 70240-000009 Octave 6 High Flow S.St BSTD | 8917 | 6" Ultrasonic Water with rate of flow display | Yes | No | <not provided> | Eligible | Eligible for rebate funding. | N/A
4745 | 1475367 | ICI Industries Pty Ltd | 05843 NB+ 4 BT probe (120cm Moist+Temp) + 3 years IrriMAX Live + SIM Card/Data Plan for x3 years | 8854.29 | Multi-depth smart farming setup involving a Nexus Blue terminal that accesses four deep 120cm moisture and temp probes using Bluetooth. Uses internal cellular gear to broadcast. Packed with a 3-year data plan and IrriMAX Live. | Yes | Yes, Training online, and via Sentek authorised dealers, and self-train via User Manuals | Yes, Training online, and via Sentek authorised dealers, and self-train via User Manuals | Partially Eligible Bundle | Itemised component breakdown required and must be provided when the claim is lodged, in accordance with the Grant Opportunity Guidelines. Funding will only be assessed against eligible components. | Nexus Blue unit, probe
4740 | 1475367 | ICI Industries Pty Ltd | 05838 NB+ 4 BT probe (90cm TriSCAN) + 3 years IrriMAX Live + SIM Card/Data Plan for x3 years | 8760.97 | Connected ag monitoring tool featuring a single Nexus Blue logging hub collecting files from four 90cm TriSCAN probes via Bluetooth. Relays stats over cellular network. Includes 3 years of data and IrriMAX Live software. | Yes | Yes, Training online, and via Sentek authorised dealers, and self-train via User Manuals | Yes, Training online, and via Sentek authorised dealers, and self-train via User Manuals | Partially Eligible Bundle | Itemised component breakdown required and must be provided when the claim is lodged, in accordance with the Grant Opportunity Guidelines. Funding will only be assessed against eligible components. | Nexus Blue unit, probe
4378 | 1475367 | ICI Industries Pty Ltd | 70240-000109 Octave 6 S.St BS F.F Netafim-AU NMI | 8105 | 6" Ultrasonic Water with rate of flow display. NMI Approved | Yes | No | <not provided> | Eligible | Eligible for rebate funding. | N/A
4726 | 1475367 | ICI Industries Pty Ltd | 05824 NB+ 5 BT probe (60cm Moist+Temp) + 3 years IrriMAX Live + SIM Card/Data Plan for x3 years | 8052.21 | Extended ag-tech package incorporating a central Nexus Blue base talking to five 60cm moisture and temperature probes via Bluetooth. Dispatches profiles via cellular networks. Includes 3 years of data tracking and IrriMAX Live. | Yes | Yes, Training online, and via Sentek authorised dealers, and self-train via User Manuals | Yes, Training online, and via Sentek authorised dealers, and self-train via User Manuals | Partially Eligible Bundle | Itemised component breakdown required and must be provided when the claim is lodged, in accordance with the Grant Opportunity Guidelines. Funding will only be assessed against eligible components. | Nexus Blue unit, probe
4749 | 1475367 | ICI Industries Pty Ltd | 05847 NB+ 3 BT probe (120cm TriSCAN) + 3 years IrriMAX Live + SIM Card/Data Plan for x3 years | 7827.21 | Deep-well agronomic network kit featuring a central Nexus Blue logging hub collecting data from three 120cm TriSCAN soil profile probes over Bluetooth. Forwards updates via cellular technology. Packaged with 3 years of SIM data. | Yes | Yes, Training online, and via Sentek authorised dealers, and self-train via User Manuals | Yes, Training online, and via Sentek authorised dealers, and self-train via User Manuals | Partially Eligible Bundle | Itemised component breakdown required and must be provided when the claim is lodged, in accordance with the Grant Opportunity Guidelines. Funding will only be assessed against eligible components. | Nexus Blue unit, probe
4735 | 1475367 | ICI Industries Pty Ltd | 05833 NB+ 4 BT probe (90cm Moist+Temp) + 3 years IrriMAX Live + SIM Card/Data Plan for x3 years | 7783.94 | Deep sensor crop network combining a main Nexus Blue receiver connected via Bluetooth to four deep 90cm moisture and temperature probes. Reports via cellular modules. Outfitted with 3 years of SIM data and IrriMAX Live access. | Yes | Yes, Training online, and via Sentek authorised dealers, and self-train via User Manuals | Yes, Training online, and via Sentek authorised dealers, and self-train via User Manuals | Partially Eligible Bundle | Itemised component breakdown required and must be provided when the claim is lodged, in accordance with the Grant Opportunity Guidelines. Funding will only be assessed against eligible components. | Nexus Blue unit, probe
4730 | 1475367 | ICI Industries Pty Ltd | 05828 NB+ 4 BT probe (60cm TriSCAN) + 3 years IrriMAX Live + SIM Card/Data Plan for x3 years | 7533.14 | Advanced instrumentation bundle featuring a Nexus Blue system tracking four 60cm TriSCAN soil probes via local Bluetooth. Provides off-grid cellular reporting. Includes 3 years of SIM data transmission and IrriMAX Live access. | Yes | Yes, Training online, and via Sentek authorised dealers, and self-train via User Manuals | Yes, Training online, and via Sentek authorised dealers, and self-train via User Manuals | Partially Eligible Bundle | Itemised component breakdown required and must be provided when the claim is lodged, in accordance with the Grant Opportunity Guidelines. Funding will only be assessed against eligible components. | Nexus Blue unit, probe
4229 | 1475367 | ICI Industries Pty Ltd | ATMOS 41 Gen 2 all-in-one weather station including bird guard, SDI-12 output, 5m cable | 7500 | Weather Station - connects to Telemetry Kit | Not intedend for self install | No | Experienced staff with supplier provided training or supplier technical assistance will install the equipment. | Eligible | Eligible for rebate funding. | N/A
4721 | 1475367 | ICI Industries Pty Ltd | 05819 NB+ 5 BT probe (30cm TriSCAN) + 3 years IrriMAX Live + SIM Card/Data Plan for x3 years | 7416.21 | Soil data network containing a central Nexus Blue gateway utilizing Bluetooth to capture metrics from five 30cm TriSCAN probes. Uploads via cellular telemetry. Includes a 3-year data plan and 3-year IrriMAX Live subscription. | Yes | Yes, Training online, and via Sentek authorised dealers, and self-train via User Manuals | Yes, Training online, and via Sentek authorised dealers, and self-train via User Manuals | Partially Eligible Bundle | Itemised component breakdown required and must be provided when the claim is lodged, in accordance with the Grant Opportunity Guidelines. Funding will only be assessed against eligible components. | Nexus Blue unit, probe
4744 | 1475367 | ICI Industries Pty Ltd | 05842 NB+ 3 BT probe (120cm Moist+Temp) + 3 years IrriMAX Live + SIM Card/Data Plan for x3 years | 6978.21 | Deep root monitoring configuration linking a single Nexus Blue logger with three 120cm moisture and temperature probes over Bluetooth. Dispatches fields via cell networks. Includes 3 years of SIM service and IrriMAX Live features. | Yes | Yes, Training online, and via Sentek authorised dealers, and self-train via User Manuals | Yes, Training online, and via Sentek authorised dealers, and self-train via User Manuals | Partially Eligible Bundle | Itemised component breakdown required and must be provided when the claim is lodged, in accordance with the Grant Opportunity Guidelines. Funding will only be assessed against eligible components. | Nexus Blue unit, probe
4739 | 1475367 | ICI Industries Pty Ltd | 05837 NB+ 3 BT probe (90 TriSCAN) + 3 years IrriMAX Live + SIM Card/Data Plan for x3 years | 6908.23 | Multi-zone agronomic package featuring a high-capacity Nexus Blue logging node communicating with three 90cm TriSCAN probes via Bluetooth. Dispatches profiles via cellular networks. Bundled with a 3-year SIM data plan and IrriMAX. | Yes | Yes, Training online, and via Sentek authorised dealers, and self-train via User Manuals | Yes, Training online, and via Sentek authorised dealers, and self-train via User Manuals | Partially Eligible Bundle | Itemised component breakdown required and must be provided when the claim is lodged, in accordance with the Grant Opportunity Guidelines. Funding will only be assessed against eligible components. | Nexus Blue unit, probe
4716 | 1475367 | ICI Industries Pty Ltd | 05814 NB+ 5 BT probe (30cm Moist+Temp) + 3 years IrriMAX Live + SIM Card/Data Plan for x3 years | 6734.79 | Farm network package using a Nexus Blue logger connecting up to five 30cm moisture and temp probes via Bluetooth. Uses global cellular data to report real-time field metrics. Includes 3 years of SIM data and IrriMAX Live. | Yes | Yes, Training online, and via Sentek authorised dealers, and self-train via User Manuals | Yes, Training online, and via Sentek authorised dealers, and self-train via User Manuals | Partially Eligible Bundle | Itemised component breakdown required and must be provided when the claim is lodged, in accordance with the Grant Opportunity Guidelines. Funding will only be assessed against eligible components. | Nexus Blue unit, probe
4725 | 1475367 | ICI Industries Pty Ltd | 05823 NB+ 4 BT probe (60cm Moist+Temp) + 3 years IrriMAX Live + SIM Card/Data Plan for x3 years | 6711.77 | Smart agronomy package including a Nexus Blue hub that pulls soil files from four 60cm moisture and temp probes via local Bluetooth. Employs cellular tech for data streams. Contains a 3-year SIM data plan and IrriMAX Live license. | Yes | Yes, Training online, and via Sentek authorised dealers, and self-train via User Manuals | Yes, Training online, and via Sentek authorised dealers, and self-train via User Manuals | Partially Eligible Bundle | Itemised component breakdown required and must be provided when the claim is lodged, in accordance with the Grant Opportunity Guidelines. Funding will only be assessed against eligible components. | Nexus Blue unit, probe
4720 | 1475367 | ICI Industries Pty Ltd | 05818 NB+ 4 BT probe (30cm TriSCAN) + 3 years IrriMAX Live + SIM Card/Data Plan for x3 years | 6202.97 | Salinity and water tracking package featuring a Nexus Blue logger communicating via Bluetooth to four 30cm TriSCAN probes. Relays data via cellular hardware. Includes 3 years of active SIM data and 3 years of IrriMAX Live. | Yes | Yes, Training online, and via Sentek authorised dealers, and self-train via User Manuals | Yes, Training online, and via Sentek authorised dealers, and self-train via User Manuals | Partially Eligible Bundle | Itemised component breakdown required and must be provided when the claim is lodged, in accordance with the Grant Opportunity Guidelines. Funding will only be assessed against eligible components. | Nexus Blue unit, probe
4734 | 1475367 | ICI Industries Pty Ltd | 05832 NB+ 3 BT probe (90cm Moist+Temp) + 3 years IrriMAX Live + SIM Card/Data Plan for x3 years | 6175.46 | Precision water monitoring package utilizing a Nexus Blue station to sync three 90cm moisture and temperature probes over Bluetooth. Broadcasts via cellular infrastructure. Accompanied by 3 years of SIM data and IrriMAX Live. | Yes | Yes, Training online, and via Sentek authorised dealers, and self-train via User Manuals | Yes, Training online, and via Sentek authorised dealers, and self-train via User Manuals | Partially Eligible Bundle | Itemised component breakdown required and must be provided when the claim is lodged, in accordance with the Grant Opportunity Guidelines. Funding will only be assessed against eligible components. | Nexus Blue unit, probe
4729 | 1475367 | ICI Industries Pty Ltd | 05827 NB+ 3 BT probe (60cm TriSCAN) + 3 years IrriMAX Live + SIM Card/Data Plan for x3 years | 5987.36 | Field deployment set combining a central Nexus Blue base with three 60cm TriSCAN probes using short-range Bluetooth. Uplinks profiles via mobile cell tower technology. Packaged with 3 years of SIM data and IrriMAX Live access. | Yes | Yes, Training online, and via Sentek authorised dealers, and self-train via User Manuals | Yes, Training online, and via Sentek authorised dealers, and self-train via User Manuals | Partially Eligible Bundle | Itemised component breakdown required and must be provided when the claim is lodged, in accordance with the Grant Opportunity Guidelines. Funding will only be assessed against eligible components. | Nexus Blue unit, probe
4384 | 1475367 | ICI Industries Pty Ltd | 70240-000053 Octave 4 High Flow SST AU NMI BSTD | 5937 | 4" Ultrasonic Water with rate of flow display. NMI approved | Yes | No | <not provided> | Eligible | Eligible for rebate funding. | N/A
4380 | 1475367 | ICI Industries Pty Ltd | 70240-000005 Octave 4 High Flow S.St BSTD | 5937 | 4" Ultrasonic Water with rate of flow display | Yes | No | <not provided> | Eligible | Eligible for rebate funding. | N/A
4803 | 1475367 | ICI Industries Pty Ltd | 04988 Sentek AWS 4G with Solar Rad + 120cm DD Fixed cable TriSCAN Probe+ 1 year IrriMAX & Data Plan | 5877.17 | Precision weather matrix: 4G cell Automated Weather Station (with Solar Rad) cabled to a long 120cm TriSCAN multi-sensor soil probe. Uploads logs via cellular tech. Packaged with 1 year of network data and IrriMAX. | Yes | Yes, Training online, and via Sentek authorised dealers, and self-train via User Manuals | Yes, Training online, and via Sentek authorised dealers, and self-train via User Manuals | Partially Eligible Bundle | Itemised component breakdown required and must be provided when the claim is lodged, in accordance with the Grant Opportunity Guidelines. Funding will only be assessed against eligible components. | Weather station, probe
4811 | 1475367 | ICI Industries Pty Ltd | 04997 Sentek AWS WiFi with Solar Rad + 120cm DD Fixed cable TriSCAN Probe+ 1 year IrriMAX & Data Plan | 5687.17 | Premium subsoil climate setup utilizing a Wi-Fi Automated Weather Station with Solar Rad, cabled to a 120cm TriSCAN multi-sensor soil probe. Integrates into your farm Wi-Fi for continuous logging. Packaged with 1 year of data and IrriMAX. | Yes | Yes, Training online, and via Sentek authorised dealers, and self-train via User Manuals | Yes, Training online, and via Sentek authorised dealers, and self-train via User Manuals | Partially Eligible Bundle | Itemised component breakdown required and must be provided when the claim is lodged, in accordance with the Grant Opportunity Guidelines. Funding will only be assessed against eligible components. | Weather station, probe
4748 | 1475367 | ICI Industries Pty Ltd | 05846 NB+ 2 BT probe (120cm TriSCAN) + 3 years IrriMAX Live + SIM Card/Data Plan for x3 years | 5668.14 | Soil moisture and salinity array comprising a single Nexus Blue terminal interfacing with two deep 120cm TriSCAN probes via Bluetooth. Cellular connection drops updates to dashboards. Bundled with a 3-year data plan and IrriMAX. | Yes | Yes, Training online, and via Sentek authorised dealers, and self-train via User Manuals | Yes, Training online, and via Sentek authorised dealers, and self-train via User Manuals | Partially Eligible Bundle | Itemised component breakdown required and must be provided when the claim is lodged, in accordance with the Grant Opportunity Guidelines. Funding will only be assessed against eligible components. | Nexus Blue unit, probe
4715 | 1475367 | ICI Industries Pty Ltd | 05813 NB+ 4 BT probe (30cm Moist+Temp) + 3 years IrriMAX Live + SIM Card/Data Plan for x3 years | 5657.83 | Ag-tech multi-probe kit including one central Nexus Blue logger connected via Bluetooth to four 30cm moisture and temperature probes. Transmits via cellular networks. Includes a 3-year data plan and 3 years of IrriMAX Live. | Yes | Yes, Training online, and via Sentek authorised dealers, and self-train via User Manuals | Yes, Training online, and via Sentek authorised dealers, and self-train via User Manuals | Partially Eligible Bundle | Itemised component breakdown required and must be provided when the claim is lodged, in accordance with the Grant Opportunity Guidelines. Funding will only be assessed against eligible components. | Nexus Blue unit, probe
4799 | 1475367 | ICI Industries Pty Ltd | 04984 Sentek AWS 4G with Solar Rad + 120cm DD Fixed cable Moisture Probe+ 1 year IrriMAX & Data Plan | 5566.17 | Environmental station: 4G cell Automated Weather Station (with Solar Radiation) linked to a 120cm Drill & Drop moisture probe. Feeds analytics via cell telemetry. Includes 1 year of network data and IrriMAX. | Yes | Yes, Training online, and via Sentek authorised dealers, and self-train via User Manuals | Yes, Training online, and via Sentek authorised dealers, and self-train via User Manuals | Partially Eligible Bundle | Itemised component breakdown required and must be provided when the claim is lodged, in accordance with the Grant Opportunity Guidelines. Funding will only be assessed against eligible components. | Weather station, probe
4802 | 1475367 | ICI Industries Pty Ltd | 04987 Sentek AWS 4G with Solar Rad + 90cm DD Fixed cable TriSCAN Probe+ 1 year IrriMAX & Data Plan | 5540.17 | Ag climate package: 4G cell Automated Weather Station (with Solar Rad) wired to a deep 90cm TriSCAN Drill & Drop soil probe. Sends info through cellular networks. Packaged with a 1-year SIM contract and IrriMAX. | Yes | Yes, Training online, and via Sentek authorised dealers, and self-train via User Manuals | Yes, Training online, and via Sentek authorised dealers, and self-train via User Manuals | Partially Eligible Bundle | Itemised component breakdown required and must be provided when the claim is lodged, in accordance with the Grant Opportunity Guidelines. Funding will only be assessed against eligible components. | Weather station, probe
4377 | 1475367 | ICI Industries Pty Ltd | 70240-000107 Octave 4 S.St BS F.F Netafim-AU NMI | 5397 | 4" Ultrasonic Water with rate of flow display. NMI Approved | Yes | No | <not provided> | Eligible | Eligible for rebate funding. | N/A
4807 | 1475367 | ICI Industries Pty Ltd | 04993 Sentek AWS WiFi with Solar Rad + 120cm DD Fixed cable Moisture Probe+ 1 year IrriMAX & Data Plan | 5376.17 | Crop climate bundle deploying a Wi-Fi Automated Weather Station with Solar Radiation, wired to a 120cm Drill & Drop moisture probe. Transmits over native farm Wi-Fi. Includes a 1-year network data package and IrriMAX software tools. | Yes | Yes, Training online, and via Sentek authorised dealers, and self-train via User Manuals | Yes, Training online, and via Sentek authorised dealers, and self-train via User Manuals | Partially Eligible Bundle | Itemised component breakdown required and must be provided when the claim is lodged, in accordance with the Grant Opportunity Guidelines. Funding will only be assessed against eligible components. | Weather station, probe
4724 | 1475367 | ICI Industries Pty Ltd | 05822 NB+ 3 BT probe (60cm Moist+Temp) + 3 years IrriMAX Live + SIM Card/Data Plan for x3 years | 5371.33 | Multi-site monitoring setup pairing a central Nexus Blue logger to three 60cm moisture and temp probes over Bluetooth. Relays insights over cellular networks. Includes 3 years of SIM data and 3 years of IrriMAX Live dashboard. | Yes | Yes, Training online, and via Sentek authorised dealers, and self-train via User Manuals | Yes, Training online, and via Sentek authorised dealers, and self-train via User Manuals | Partially Eligible Bundle | Itemised component breakdown required and must be provided when the claim is lodged, in accordance with the Grant Opportunity Guidelines. Funding will only be assessed against eligible components. | Nexus Blue unit, probe
4810 | 1475367 | ICI Industries Pty Ltd | 04996 Sentek AWS WiFi with Solar Rad + 90cm DD Fixed cable TriSCAN Probe+ 1 year IrriMAX & Data Plan | 5350.17 | Advanced weather package deploying a Wi-Fi Automated Weather Station with Solar Rad and a deep 90cm TriSCAN Drill & Drop soil probe. Relays updates across the farm Wi-Fi framework. Outfitted with 1 year of data plan and IrriMAX web tools. | Yes | Yes, Training online, and via Sentek authorised dealers, and self-train via User Manuals | Yes, Training online, and via Sentek authorised dealers, and self-train via User Manuals | Partially Eligible Bundle | Itemised component breakdown required and must be provided when the claim is lodged, in accordance with the Grant Opportunity Guidelines. Funding will only be assessed against eligible components. | Weather station, probe
4798 | 1475367 | ICI Industries Pty Ltd | 04983 Sentek AWS 4G with Solar Rad + 90cm DD Fixed cable Moisture Probe+ 1 year IrriMAX & Data Plan | 5271.17 | Micro-climate ag-tech bundle: 4G cell Automated Weather Station with Solar Radiation, wired to a deep 90cm Drill & Drop moisture and temp probe. Relays metrics via mobile networks. Includes 1-year data and IrriMAX. | Yes | Yes, Training online, and via Sentek authorised dealers, and self-train via User Manuals | Yes, Training online, and via Sentek authorised dealers, and self-train via User Manuals | Partially Eligible Bundle | Itemised component breakdown required and must be provided when the claim is lodged, in accordance with the Grant Opportunity Guidelines. Funding will only be assessed against eligible components. | Weather station, probe
4383 | 1475367 | ICI Industries Pty Ltd | 70240-000052 Octave 3 High Flow SST AU NMI BSTD | 5213 | 3" Ultrasonic Water with rate of flow display. NMI approved | Yes | No | <not provided> | Eligible | Eligible for rebate funding. | N/A
4379 | 1475367 | ICI Industries Pty Ltd | 70240-000002 Octave 3 High Flow S.St BSTD | 5213 | 3" Ultrasonic Water with rate of flow display | Yes | No | <not provided> | Eligible | Eligible for rebate funding. | N/A
4801 | 1475367 | ICI Industries Pty Ltd | 04986 Sentek AWS 4G with Solar Rad + 60cm DD Fixed cable TriSCAN Probe+ 1 year IrriMAX & Data Plan | 5202.17 | Environment bundle: 4G cell Automated Weather Station (with Solar Rad) cabled to a 60cm TriSCAN Drill & Drop moisture/salinity probe. Dispatches files over cell networks. Includes a 1-year SIM data plan and IrriMAX. | Yes | Yes, Training online, and via Sentek authorised dealers, and self-train via User Manuals | Yes, Training online, and via Sentek authorised dealers, and self-train via User Manuals | Partially Eligible Bundle | Itemised component breakdown required and must be provided when the claim is lodged, in accordance with the Grant Opportunity Guidelines. Funding will only be assessed against eligible components. | Weather station, probe
4743 | 1475367 | ICI Industries Pty Ltd | 05841 NB+ 2 BT probe (120cm Moist+Temp) + 3 years IrriMAX Live + SIM Card/Data Plan for x3 years | 5102.14 | Ag-tech sensor assembly utilizing a Nexus Blue cellular device communicating with two deep 120cm moisture and temperature probes via secure Bluetooth. Streams metrics via mobile cells. Complete with 3-year data plan and IrriMAX. | Yes | Yes, Training online, and via Sentek authorised dealers, and self-train via User Manuals | Yes, Training online, and via Sentek authorised dealers, and self-train via User Manuals | Partially Eligible Bundle | Itemised component breakdown required and must be provided when the claim is lodged, in accordance with the Grant Opportunity Guidelines. Funding will only be assessed against eligible components. | Nexus Blue unit, probe
4806 | 1475367 | ICI Industries Pty Ltd | 04992 Sentek AWS WiFi with Solar Rad + 90cm DD Fixed cable Moisture Probe+ 1 year IrriMAX & Data Plan | 5081.17 | Smart ag environmental hub featuring a Wi-Fi Automated Weather Station with Solar Rad and a deep 90cm Drill & Drop moisture and temp probe. Connects via local farm Wi-Fi. Bundled with a 1-year data contract and full IrriMAX access. | Yes | Yes, Training online, and via Sentek authorised dealers, and self-train via User Manuals | Yes, Training online, and via Sentek authorised dealers, and self-train via User Manuals | Partially Eligible Bundle | Itemised component breakdown required and must be provided when the claim is lodged, in accordance with the Grant Opportunity Guidelines. Funding will only be assessed against eligible components. | Weather station, probe
4738 | 1475367 | ICI Industries Pty Ltd | 05836 NB+ 2 BT probe (90cm TriSCAN) + 3 years IrriMAX Live + SIM Card/Data Plan for x3 years | 5055.49 | Connected soil intelligence deployment utilizing a Nexus Blue logger reading from two 90cm TriSCAN probes via Bluetooth. Pumps depth metrics via cellular pathways. Includes a 3-year data subscription and IrriMAX Live cloud access. | Yes | Yes, Training online, and via Sentek authorised dealers, and self-train via User Manuals | Yes, Training online, and via Sentek authorised dealers, and self-train via User Manuals | Partially Eligible Bundle | Itemised component breakdown required and must be provided when the claim is lodged, in accordance with the Grant Opportunity Guidelines. Funding will only be assessed against eligible components. | Nexus Blue unit, probe
4809 | 1475367 | ICI Industries Pty Ltd | 04995 Sentek AWS WiFi with Solar Rad + 60cm DD Fixed cable TriSCAN Probe+ 1 year IrriMAX & Data Plan | 5012.17 | Wireless agronomy station combining a Wi-Fi Automated Weather Station and Solar Rad tracking with a 60cm TriSCAN Drill & Drop multi-sensor soil probe. Relays field tracking over farm Wi-Fi. Includes 1-year active data plan and IrriMAX. | Yes | Yes, Training online, and via Sentek authorised dealers, and self-train via User Manuals | Yes, Training online, and via Sentek authorised dealers, and self-train via User Manuals | Partially Eligible Bundle | Itemised component breakdown required and must be provided when the claim is lodged, in accordance with the Grant Opportunity Guidelines. Funding will only be assessed against eligible components. | Weather station, probe
4719 | 1475367 | ICI Industries Pty Ltd | 05817 NB+ 3 BT probe (30cm TriSCAN) + 3 years IrriMAX Live + SIM Card/Data Plan for x3 years | 4989.73 | Ag-tech bundle including a central Nexus Blue logger linking three 30cm TriSCAN probes (water, salt, temp) via Bluetooth. Reports findings over cellular networks. Includes a 3-year SIM data plan and 3 years of IrriMAX Live. | Yes | Yes, Training online, and via Sentek authorised dealers, and self-train via User Manuals | Yes, Training online, and via Sentek authorised dealers, and self-train via User Manuals | Partially Eligible Bundle | Itemised component breakdown required and must be provided when the claim is lodged, in accordance with the Grant Opportunity Guidelines. Funding will only be assessed against eligible components. | Nexus Blue unit, probe
4797 | 1475367 | ICI Industries Pty Ltd | 04982 Sentek AWS 4G with Solar Rad + 60cm DD Fixed cable Moisture Probe+ 1 year IrriMAX & Data Plan | 4989.28 | Farm environmental station combining a 4G cellular Automated Weather Station (including Solar Radiation) and a 60cm fixed-cable Drill & Drop soil moisture probe. Uploads files over cellular pathways. Contains 1 year of cellular SIM service and IrriMAX. | Yes | Yes, Training online, and via Sentek authorised dealers, and self-train via User Manuals | Yes, Training online, and via Sentek authorised dealers, and self-train via User Manuals | Partially Eligible Bundle | Itemised component breakdown required and must be provided when the claim is lodged, in accordance with the Grant Opportunity Guidelines. Funding will only be assessed against eligible components. | Weather station, probe
4800 | 1475367 | ICI Industries Pty Ltd | 04985 Sentek AWS 4G with Solar Rad + 30cm DD Fixed cable TriSCAN Probe+ 1 year IrriMAX & Data Plan | 4834.3 | Automated Weather Station with Solar Radiation metrics, wired over fixed cable to a 30cm TriSCAN Drill & Drop probe for tracking moisture and salinity. Broadcasts over standard 4G cellular infrastructure. Outfitted with 1 year of cell plan and IrriMAX. | Yes | Yes, Training online, and via Sentek authorised dealers, and self-train via User Manuals | Yes, Training online, and via Sentek authorised dealers, and self-train via User Manuals | Partially Eligible Bundle | Itemised component breakdown required and must be provided when the claim is lodged, in accordance with the Grant Opportunity Guidelines. Funding will only be assessed against eligible components. | Weather station, probe
4779 | 1475367 | ICI Industries Pty Ltd | 05871 Multi + 2 Probes (120cm TriSCAN) + 3 years IrriMAX Live + SIM Card/Data Plan for x3 years | 4825.93 | Broad multi-probe deep field system incorporating a powerful Multi gateway monitoring two 120cm TriSCAN soil profiling probes. Offloads real-time logs via integrated cellular hardware. Packaged with a 3-year cell plan and 3 years of IrriMAX Live. | Yes | Yes, Training online, and via Sentek authorised dealers, and self-train via User Manuals | Yes, Training online, and via Sentek authorised dealers, and self-train via User Manuals | Partially Eligible Bundle | Itemised component breakdown required and must be provided when the claim is lodged, in accordance with the Grant Opportunity Guidelines. Funding will only be assessed against eligible components. | Multi unit, probe
4785 | 1475367 | ICI Industries Pty Ltd | 05877 Multi + 2 Probes (120cm TriSCAN) + Rain Gauge + Air Temp + 3 years IrriMAX Live + SIM Card/Data Plan for x3 years | 4825.93 | Premium farm matrix: high-tier Multi logger, two deep 120cm TriSCAN probes, rain gauge, and air temp sensor. Streams over mobile cell networks. Includes 3 years of SIM data and a 3-year IrriMAX Live license. | Yes | Yes, Training online, and via Sentek authorised dealers, and self-train via User Manuals | Yes, Training online, and via Sentek authorised dealers, and self-train via User Manuals | Partially Eligible Bundle | Itemised component breakdown required and must be provided when the claim is lodged, in accordance with the Grant Opportunity Guidelines. Funding will only be assessed against eligible components. | Multi unit, probe, rain gauge, air temperature sensors
4805 | 1475367 | ICI Industries Pty Ltd | 04991 Sentek AWS WiFi with Solar Rad + 60cm DD Fixed cable Moisture Probe+ 1 year IrriMAX & Data Plan | 4799.28 | Connected farm climate station featuring a Wi-Fi Automated Weather Station with Solar Radiation, paired to a 60cm Drill & Drop moisture probe. Streams atmospheric and soil data via Wi-Fi. Includes 1-year data plan and IrriMAX software. | Yes | Yes, Training online, and via Sentek authorised dealers, and self-train via User Manuals | Yes, Training online, and via Sentek authorised dealers, and self-train via User Manuals | Partially Eligible Bundle | Itemised component breakdown required and must be provided when the claim is lodged, in accordance with the Grant Opportunity Guidelines. Funding will only be assessed against eligible components. | Weather station, probe
4376 | 1475367 | ICI Industries Pty Ltd | 70240-000105 Octave 3 S.St BS F.F Netafim-AU NMI | 4739 | 3" Ultrasonic Water with rate of flow display. NMI Approved | Yes | No | <not provided> | Eligible | Eligible for rebate funding. | N/A
4796 | 1475367 | ICI Industries Pty Ltd | 04981 Sentek AWS 4G with Solar Rad + 30cm DD Fixed cable Moisture Probe+ 1 year IrriMAX & Data Plan | 4684.67 | Premium Automated Weather Station (AWS) with Solar Radiation tracking, paired with a 30cm Drill & Drop moisture probe via fixed cable. Utilizes on-board 4G cellular telemetry to relay profiles. Outfitted with 1 year of data plan and IrriMAX software. | Yes | Yes, Training online, and via Sentek authorised dealers, and self-train via User Manuals | Yes, Training online, and via Sentek authorised dealers, and self-train via User Manuals | Partially Eligible Bundle | Itemised component breakdown required and must be provided when the claim is lodged, in accordance with the Grant Opportunity Guidelines. Funding will only be assessed against eligible components. | Weather station, probe
4808 | 1475367 | ICI Industries Pty Ltd | 04994 Sentek AWS WiFi with Solar Rad + 30cm DD Fixed cable TriSCAN Probe+ 1 year IrriMAX & Data Plan | 4644.3 | Integrated farm tracking set featuring a Wi-Fi Automated Weather Station with Solar Rad linked to a 30cm TriSCAN Drill & Drop moisture/salinity probe. Feeds metrics over local Wi-Fi. Packaged with a 1-year data plan and IrriMAX software. | Yes | Yes, Training online, and via Sentek authorised dealers, and self-train via User Manuals | Yes, Training online, and via Sentek authorised dealers, and self-train via User Manuals | Partially Eligible Bundle | Itemised component breakdown required and must be provided when the claim is lodged, in accordance with the Grant Opportunity Guidelines. Funding will only be assessed against eligible components. | Weather station, probe
4714 | 1475367 | ICI Industries Pty Ltd | 05812 NB+ 3 BT probe (30cm Moist+Temp) + 3 years IrriMAX Live + SIM Card/Data Plan for x3 years | 4580.87 | Multi-sensor array using a Nexus Blue telemetry hub paired via Bluetooth with three 30cm moisture and temperature probes. Relays data over cellular networks. Includes a 3-year SIM data plan and 3-year IrriMAX Live access. | Yes | Yes, Training online, and via Sentek authorised dealers, and self-train via User Manuals | Yes, Training online, and via Sentek authorised dealers, and self-train via User Manuals | Partially Eligible Bundle | Itemised component breakdown required and must be provided when the claim is lodged, in accordance with the Grant Opportunity Guidelines. Funding will only be assessed against eligible components. | Nexus Blue unit, probe
4733 | 1475367 | ICI Industries Pty Ltd | 05831 NB+ 2 BT probe (90cm Moist+Temp) + 3 years IrriMAX Live + SIM Card/Data Plan for x3 years | 4566.97 | Smart field kit leveraging a Nexus Blue master datalogger interfacing with two deep 90cm moisture and temperature probes via Bluetooth. Transmits via internal cellular gear. Packaged with a 3-year data SIM and IrriMAX Live. | Yes | Yes, Training online, and via Sentek authorised dealers, and self-train via User Manuals | Yes, Training online, and via Sentek authorised dealers, and self-train via User Manuals | Partially Eligible Bundle | Itemised component breakdown required and must be provided when the claim is lodged, in accordance with the Grant Opportunity Guidelines. Funding will only be assessed against eligible components. | Nexus Blue unit, probe
4804 | 1475367 | ICI Industries Pty Ltd | 04990 Sentek AWS WiFi with Solar Rad + 30cm DD Fixed cable Moisture Probe+ 1 year IrriMAX & Data Plan | 4494.67 | Automated Weather Station with Solar Radiation, wired to a 30cm Drill & Drop moisture probe. Relays combined micro-climate and soil metrics across local farm Wi-Fi. Packaged with a 1-year data plan and an IrriMAX software subscription. | Yes | Yes, Training online, and via Sentek authorised dealers, and self-train via User Manuals | Yes, Training online, and via Sentek authorised dealers, and self-train via User Manuals | Partially Eligible Bundle | Itemised component breakdown required and must be provided when the claim is lodged, in accordance with the Grant Opportunity Guidelines. Funding will only be assessed against eligible components. | Weather station, probe
4728 | 1475367 | ICI Industries Pty Ltd | 05826 NB+ 2 BT probe (60cm TriSCAN) + 3 years IrriMAX Live + SIM Card/Data Plan for x3 years | 4441.57 | Multi-sensor system linking a central Nexus Blue logger with two 60cm TriSCAN probes via Bluetooth. Utilizes cellular tech to upload moisture, temp, and salinity data. Includes a 3-year SIM plan and 3 years of IrriMAX Live. | Yes | Yes, Training online, and via Sentek authorised dealers, and self-train via User Manuals | Yes, Training online, and via Sentek authorised dealers, and self-train via User Manuals | Partially Eligible Bundle | Itemised component breakdown required and must be provided when the claim is lodged, in accordance with the Grant Opportunity Guidelines. Funding will only be assessed against eligible components. | Nexus Blue unit, probe
4776 | 1475367 | ICI Industries Pty Ltd | 05868 Multi + 2 Probes (120cm Moist+Temp) + 3 years IrriMAX Live + SIM Card/Data Plan for x3 years | 4260.79 | Connected soil profiling kit featuring a main Multi series logging gateway hosting two full 120cm moisture and temp probes. Delivers structural deep profiles via cell communication networks. Includes 3 years of continuous network data and IrriMAX Live. | Yes | Yes, Training online, and via Sentek authorised dealers, and self-train via User Manuals | Yes, Training online, and via Sentek authorised dealers, and self-train via User Manuals | Partially Eligible Bundle | Itemised component breakdown required and must be provided when the claim is lodged, in accordance with the Grant Opportunity Guidelines. Funding will only be assessed against eligible components. | Multi unit, probe
4782 | 1475367 | ICI Industries Pty Ltd | 05874 Multi + 2 Probes (120cm Moist+Temp) + Rain Gauge + Air Temp + 3 years IrriMAX Live + SIM Card/Data Plan for x3 years | 4260.79 | Environmental station utilizing a Multi master base connected to two 120cm soil moisture probes, a rain gauge, and an ambient air temp module. Employs cellular telemetry to transfer records. Includes 3 years of SIM data and 3 years of IrriMAX Live. | Yes | Yes, Training online, and via Sentek authorised dealers, and self-train via User Manuals | Yes, Training online, and via Sentek authorised dealers, and self-train via User Manuals | Partially Eligible Bundle | Itemised component breakdown required and must be provided when the claim is lodged, in accordance with the Grant Opportunity Guidelines. Funding will only be assessed against eligible components. | Multi unit, probe, rain gauge, air temperature sensors
4778 | 1475367 | ICI Industries Pty Ltd | 05870 Multi + 2 Probes (90cm TriSCAN) + 3 years IrriMAX Live + SIM Card/Data Plan for x3 years | 4213.53 | Soil health monitoring network combining a Multi series hub tracking data across two distinct 90cm TriSCAN soil profiling probes. Broadcasts telemetry via cellular data infrastructure. Includes 3 years of cell SIM data and 3 years of IrriMAX Live. | Yes | Yes, Training online, and via Sentek authorised dealers, and self-train via User Manuals | Yes, Training online, and via Sentek authorised dealers, and self-train via User Manuals | Partially Eligible Bundle | Itemised component breakdown required and must be provided when the claim is lodged, in accordance with the Grant Opportunity Guidelines. Funding will only be assessed against eligible components. | Multi unit, probe
4784 | 1475367 | ICI Industries Pty Ltd | 05876 Multi + 2 Probes (90cm TriSCAN) + Rain Gauge + Air Temp + 3 years IrriMAX Live + SIM Card/Data Plan for x3 years | 4213.53 | Weather bundle: Multi controller node, two 90cm TriSCAN probes, rain gauge, and air temp sensor. Uses cellular infrastructure to push analytics. Includes 3 years of continuous data and 3 years of IrriMAX Live. | Yes | Yes, Training online, and via Sentek authorised dealers, and self-train via User Manuals | Yes, Training online, and via Sentek authorised dealers, and self-train via User Manuals | Partially Eligible Bundle | Itemised component breakdown required and must be provided when the claim is lodged, in accordance with the Grant Opportunity Guidelines. Funding will only be assessed against eligible components. | Multi unit, probe, rain gauge, air temperature sensors
4373 | 1475367 | ICI Industries Pty Ltd | 70240-000101 Octave 2 S.St BS F.F Netafim-AU NMI | 4141 | 2" Ultrasonic Water with rate of flow display. NMI Approved | Yes | No | <not provided> | Eligible | Eligible for rebate funding. | N/A
4723 | 1475367 | ICI Industries Pty Ltd | 05821 NB+ 2 BT probe (60cm Moist+Temp) + 3 years IrriMAX Live + SIM Card/Data Plan for x3 years | 4030.89 | Connected system using a Nexus Blue gateway that captures data from two 60cm moisture and temp probes using integrated Bluetooth wireless. Offloads logs via cell networks. Includes 3 years of SIM data and IrriMAX Live cloud tracking. | Yes | Yes, Training online, and via Sentek authorised dealers, and self-train via User Manuals | Yes, Training online, and via Sentek authorised dealers, and self-train via User Manuals | Partially Eligible Bundle | Itemised component breakdown required and must be provided when the claim is lodged, in accordance with the Grant Opportunity Guidelines. Funding will only be assessed against eligible components. | Nexus Blue unit, probe
4374 | 1475367 | ICI Industries Pty Ltd | 70240-000102 Octave 2 S.St Thr W/Cplgs Netafim-AU NMI | 3861 | 2" Ultrasonic Water with rate of flow display. NMI Approved | Yes | No | <not provided> | Eligible | Eligible for rebate funding. | N/A
4718 | 1475367 | ICI Industries Pty Ltd | 05816 NB+ 2 BT probe (30cm TriSCAN) + 3 years IrriMAX Live + SIM Card/Data Plan for x3 years | 3776.49 | Multi-zone salinity/moisture array featuring a Nexus Blue logger communicating via Bluetooth with two 30cm TriSCAN probes. Uses integrated cellular telemetry. Bundled with a 3-year data plan and 3 years of IrriMAX Live cloud. | Yes | Yes, Training online, and via Sentek authorised dealers, and self-train via User Manuals | Yes, Training online, and via Sentek authorised dealers, and self-train via User Manuals | Partially Eligible Bundle | Itemised component breakdown required and must be provided when the claim is lodged, in accordance with the Grant Opportunity Guidelines. Funding will only be assessed against eligible components. | Nexus Blue unit, probe
4775 | 1475367 | ICI Industries Pty Ltd | 05867 Multi + 2 Probes (90cm Moist+Temp) + 3 years IrriMAX Live + SIM Card/Data Plan for x3 years | 3747.87 | Agricultural deployment set leveraging a specialized Multi telemetry logger operating two 90cm moisture and temp depth probes. Transmits tracking via cellular networks. Contains a 3-year cell plan subscription and 3 years of IrriMAX Live cloud service. | Yes | Yes, Training online, and via Sentek authorised dealers, and self-train via User Manuals | Yes, Training online, and via Sentek authorised dealers, and self-train via User Manuals | Partially Eligible Bundle | Itemised component breakdown required and must be provided when the claim is lodged, in accordance with the Grant Opportunity Guidelines. Funding will only be assessed against eligible components. | Multi unit, probe
4781 | 1475367 | ICI Industries Pty Ltd | 05873 Multi + 2 Probes (90cm Moist+Temp) + Rain Gauge + Air Temp + 3 years IrriMAX Live + SIM Card/Data Plan for x3 years | 3747.87 | Agronomic weather station featuring a Multi logging node with two deep 90cm moisture/temp probes, a rain gauge, and an integrated air temp reader. Sends live metrics over cell networks. Bundled with 3 years of network data and 3 years of IrriMAX Live. | Yes | Yes, Training online, and via Sentek authorised dealers, and self-train via User Manuals | Yes, Training online, and via Sentek authorised dealers, and self-train via User Manuals | Partially Eligible Bundle | Itemised component breakdown required and must be provided when the claim is lodged, in accordance with the Grant Opportunity Guidelines. Funding will only be assessed against eligible components. | Multi unit, probe, rain gauge, air temperature sensors
4375 | 1475367 | ICI Industries Pty Ltd | 70240-000103 Octave 2 Pl Thr W/Cplgs Netafim-AU NMI | 3712 | 2" Ultrasonic Water with rate of flow display. NMI Approved | Yes | No | <not provided> | Eligible | Eligible for rebate funding. | N/A
4154 | 1475367 | ICI Industries Pty Ltd | iData - Webgateway (9 Inputs), requires a mobile phone SIM (not included)* | 3700 | Solar Powered Radio Telemetry Kit for Environmental or Farm Management Sensors with Cellular Modem | Not intedend for self install | No | Experienced staff with supplier provided training or supplier technical assistance will install the equipment. | Eligible | Eligible for rebate funding. | N/A
4777 | 1475367 | ICI Industries Pty Ltd | 05869 Multi + 2 Probes (60cm TriSCAN) + 3 years IrriMAX Live + SIM Card/Data Plan for x3 years | 3622.21 | Salinity management bundle including a high-end Multi logging device wired to two 60cm TriSCAN multi-layer soil probes. Uses cellular connectivity to dispatch water, salt, and temp metrics. Accompanied by a 3-year SIM data plan and IrriMAX Live tools. | Yes | Yes, Training online, and via Sentek authorised dealers, and self-train via User Manuals | Yes, Training online, and via Sentek authorised dealers, and self-train via User Manuals | Partially Eligible Bundle | Itemised component breakdown required and must be provided when the claim is lodged, in accordance with the Grant Opportunity Guidelines. Funding will only be assessed against eligible components. | Multi unit, probe
4783 | 1475367 | ICI Industries Pty Ltd | 05875 Multi + 2 Probes (60cm TriSCAN) + Rain Gauge + Air Temp + 3 years IrriMAX Live + SIM Card/Data Plan for x3 years | 3622.21 | Integrated farm tracking set grouping a Multi data logger, two 60cm TriSCAN soil probes, a rain gauge, and an air temp reader. Feeds updates wirelessly over cellular networks. Packaged with a 3-year SIM data subscription and 3 years of IrriMAX Live. | Yes | Yes, Training online, and via Sentek authorised dealers, and self-train via User Manuals | Yes, Training online, and via Sentek authorised dealers, and self-train via User Manuals | Partially Eligible Bundle | Itemised component breakdown required and must be provided when the claim is lodged, in accordance with the Grant Opportunity Guidelines. Funding will only be assessed against eligible components. | Multi unit, probe, rain gauge, air temperature sensors
4747 | 1475367 | ICI Industries Pty Ltd | 05845 NB+ 1 BT probe (120cm TriSCAN) + 3 years IrriMAX Live + SIM Card/Data Plan for x3 years | 3509.07 | Specialized sub-soil sensing package combining a Nexus Blue logging master with one long 120cm TriSCAN probe (water, temp, salinity) via Bluetooth. Uses cell modules to sync. Comes with 3 years of SIM data and IrriMAX Live tools. | Yes | Yes, Training online, and via Sentek authorised dealers, and self-train via User Manuals | Yes, Training online, and via Sentek authorised dealers, and self-train via User Manuals | Partially Eligible Bundle | Itemised component breakdown required and must be provided when the claim is lodged, in accordance with the Grant Opportunity Guidelines. Funding will only be assessed against eligible components. | Nexus Blue unit, probe
4713 | 1475367 | ICI Industries Pty Ltd | 05811 NB+ 2 BT probe (30cm Moist+Temp) + 3 years IrriMAX Live + SIM Card/Data Plan for x3 years | 3503.91 | Connected farm package consisting of a Nexus Blue logger utilizing Bluetooth to sync with two 30cm moisture and temperature probes. Sends data via cellular networks. Includes 3 years of SIM data and IrriMAX Live cloud access. | Yes | Yes, Training online, and via Sentek authorised dealers, and self-train via User Manuals | Yes, Training online, and via Sentek authorised dealers, and self-train via User Manuals | Partially Eligible Bundle | Itemised component breakdown required and must be provided when the claim is lodged, in accordance with the Grant Opportunity Guidelines. Funding will only be assessed against eligible components. | Nexus Blue unit, probe
4773 | 1475367 | ICI Industries Pty Ltd | 05865 PLUS + 1 Probe (120cm TriSCAN DD) + 3 years IrriMAX Live + SIM Card/Data Plan for x3 years | 3424.76 | Deep root analytics bundle: expandable PLUS logger with a 120cm TriSCAN Drill & Drop water, temp, and salt probe. Uploads via cellular networks. Includes a 3-year SIM data plan and a 3-year IrriMAX Live license. | Yes | Yes, Training online, and via Sentek authorised dealers, and self-train via User Manuals | Yes, Training online, and via Sentek authorised dealers, and self-train via User Manuals | Partially Eligible Bundle | Itemised component breakdown required and must be provided when the claim is lodged, in accordance with the Grant Opportunity Guidelines. Funding will only be assessed against eligible components. | PLUS unit, probe
4346 | 1475367 | ICI Industries Pty Ltd | 74360-007901 EC/pH transmitter, 110/230 Volt, wall mount | 3418 | Analogue Transmitter with display for the EC and pH senors [sensors not included] | No Technical training required | Yes | We have a trained and certificated team, with full hydraulic and electrical installation capabilities. | Eligible | Eligible for rebate funding. | N/A
4161 | 1475367 | ICI Industries Pty Ltd | iData - Webgateway Dual, requires a mobile phone SIM (not included)* | 3355 | Solar Powered Radio Telemetry Kit for Environmental or Farm Management Sensors with Cellular Modem, with outputs to control two devices | Not intedend for self install | No | Experienced staff with supplier provided training or supplier technical assistance will install the equipment. | Eligible | Eligible for rebate funding. | N/A
4207 | 1475367 | ICI Industries Pty Ltd | EnviroPro Sub Surface 160S Moisture, Temp, Salinity Probe | 3320 | Soil Mositure Probe - connects by cable to Telemetry Kit | Not intedend for self install | No | Experienced staff with supplier provided training or supplier technical assistance will install the equipment. | Eligible | Eligible for rebate funding. | N/A
4767 | 1475367 | ICI Industries Pty Ltd | 05857 Compact DTU + 120cm TriSCAN + 3 years IrriMAX Live + SIM Card/Data Plan for x3 years | 3312.67 | Deep-soil telemetry configuration combining a Compact Data Transmission Unit (DTU) with a 120cm TriSCAN multi-layer soil probe. Broadcasts soil stats through cellular data channels. Features 3 years of SIM data access and a 3-year IrriMAX Live account. | Yes | Yes, Training online, and via Sentek authorised dealers, and self-train via User Manuals | Yes, Training online, and via Sentek authorised dealers, and self-train via User Manuals | Partially Eligible Bundle | Itemised component breakdown required and must be provided when the claim is lodged, in accordance with the Grant Opportunity Guidelines. Funding will only be assessed against eligible components. | 05857 Compact DTU + 120cm TriSCAN
4742 | 1475367 | ICI Industries Pty Ltd | 05840 NB+ 1 BT probe (120cm Moist+Temp) + 3 years IrriMAX Live + SIM Card/Data Plan for x3 years | 3226.07 | Deep-profile monitoring layout combining a Nexus Blue cellular logger with an extra-long 120cm soil moisture and temp probe linked over Bluetooth. Uses cellular tech. Includes 3 years of SIM data and IrriMAX Live cloud tracking. | Yes | Yes, Training online, and via Sentek authorised dealers, and self-train via User Manuals | Yes, Training online, and via Sentek authorised dealers, and self-train via User Manuals | Partially Eligible Bundle | Itemised component breakdown required and must be provided when the claim is lodged, in accordance with the Grant Opportunity Guidelines. Funding will only be assessed against eligible components. | Nexus Blue unit, probe
4737 | 1475367 | ICI Industries Pty Ltd | 05835 NB+ 1 BT probe (90cm TriSCAN) + 3 years IrriMAX Live + SIM Card/Data Plan for x3 years | 3202.74 | Comprehensive ag-tech package featuring a Nexus Blue terminal communicating via Bluetooth to one 90cm TriSCAN soil profile probe. Directs water and salt data over cellular networks. Includes 3 years of SIM data and IrriMAX Live. | Yes | Yes, Training online, and via Sentek authorised dealers, and self-train via User Manuals | Yes, Training online, and via Sentek authorised dealers, and self-train via User Manuals | Partially Eligible Bundle | Itemised component breakdown required and must be provided when the claim is lodged, in accordance with the Grant Opportunity Guidelines. Funding will only be assessed against eligible components. | Nexus Blue unit, probe
4774 | 1475367 | ICI Industries Pty Ltd | 05866 Multi + 2 Probes (60cm Moist+Temp) + 3 years IrriMAX Live + SIM Card/Data Plan for x3 years | 3188.67 | Connected agricultural solution using an advanced Multi telemetry datalogger running two independent 60cm moisture and temp probes. Reports profiles via mobile cellular pathways. Includes an active 3-year SIM data plan and 3 years of IrriMAX Live. | Yes | Yes, Training online, and via Sentek authorised dealers, and self-train via User Manuals | Yes, Training online, and via Sentek authorised dealers, and self-train via User Manuals | Partially Eligible Bundle | Itemised component breakdown required and must be provided when the claim is lodged, in accordance with the Grant Opportunity Guidelines. Funding will only be assessed against eligible components. | Multi unit, probe
4780 | 1475367 | ICI Industries Pty Ltd | 05872 Multi + 2 Probes (60cm Moist+Temp) + Rain Gauge + Air Temp + 3 years IrriMAX Live + SIM Card/Data Plan for x3 years | 3188.67 | Connected ag-tech platform deploying a Multi datalogger running two 60cm moisture/temp probes, a rain gauge, and an ambient air temp sensor. Connects over mobile cell towers. Features a 3-year SIM data plan and 3 years of IrriMAX Live tracking software. | Yes | Yes, Training online, and via Sentek authorised dealers, and self-train via User Manuals | Yes, Training online, and via Sentek authorised dealers, and self-train via User Manuals | Partially Eligible Bundle | Itemised component breakdown required and must be provided when the claim is lodged, in accordance with the Grant Opportunity Guidelines. Funding will only be assessed against eligible components. | Multi unit, probe, rain gauge, air temperature sensors
4711 | 1475367 | ICI Industries Pty Ltd | 05808 IOT + 120cm TriSCAN DD Probe + 3 years IrriMAX Live + SIM Card/Data Plan for x3 years | 3176.45 | Premium ag-tech bundle including an IoT datalogger and deep 120cm TriSCAN probe tracking moisture, temperature, and salinity. Uses cellular telemetry and includes a 3-year SIM data plan plus IrriMAX Live cloud features. | Yes | Yes, Training online, and via Sentek authorised dealers, and self-train via User Manuals | Yes, Training online, and via Sentek authorised dealers, and self-train via User Manuals | Partially Eligible Bundle | Itemised component breakdown required and must be provided when the claim is lodged, in accordance with the Grant Opportunity Guidelines. Funding will only be assessed against eligible components. | IOT logger + 120cm TriSCAN DD Probe
4772 | 1475367 | ICI Industries Pty Ltd | 05864 PLUS + 1 Probe (90cm TriSCAN DD) + 3 years IrriMAX Live + SIM Card/Data Plan for x3 years | 3147.64 | Soil analytics kit with an expandable PLUS logger and a 90cm TriSCAN Drill & Drop moisture, temp, and salt probe. Uses cellular tech to upload data. Includes 3-year SIM data plans and a 3-year IrriMAX Live license. | Yes | Yes, Training online, and via Sentek authorised dealers, and self-train via User Manuals | Yes, Training online, and via Sentek authorised dealers, and self-train via User Manuals | Partially Eligible Bundle | Itemised component breakdown required and must be provided when the claim is lodged, in accordance with the Grant Opportunity Guidelines. Funding will only be assessed against eligible components. | PLUS unit, probe
4791 | 1475367 | ICI Industries Pty Ltd | 05887 All-In-One 4G CATM, E/Scan 150cm T/ScanSlurry + 3 years IrriMAX Live + SIM Card/Data Plan for x3 years | 3119.04 | Deep subsoil analytics package: 4G LTE-M mobile link inside a 150cm EnviroSCAN TriSCAN slurry probe. Streams high-fidelity salt and water telemetry. Outfitted with 3 years of SIM data and 3 years of IrriMAX Live. | Yes | Yes, Training online, and via Sentek authorised dealers, and self-train via User Manuals | Yes, Training online, and via Sentek authorised dealers, and self-train via User Manuals | Partially Eligible Bundle | Itemised component breakdown required and must be provided when the claim is lodged, in accordance with the Grant Opportunity Guidelines. Funding will only be assessed against eligible components. | All-In-One 4G CATM, E/Scan 150cm Moist Slurry
4790 | 1475367 | ICI Industries Pty Ltd | 05886 All-In-One 4G CATM, E/Scan 100cm T/Scan Slurry + 3 years IrriMAX Live + SIM Card/Data Plan for x3 years | 3079.29 | Ag-tech deployment combining a built-in 4G LTE-M cell unit within a 100cm EnviroSCAN TriSCAN slurry probe tracking water and salt. Feeds real-time logs over cell channels. Includes a 3-year network data plan and 3 years of active IrriMAX Live access. | Yes | Yes, Training online, and via Sentek authorised dealers, and self-train via User Manuals | Yes, Training online, and via Sentek authorised dealers, and self-train via User Manuals | Partially Eligible Bundle | Itemised component breakdown required and must be provided when the claim is lodged, in accordance with the Grant Opportunity Guidelines. Funding will only be assessed against eligible components. | All-In-One 4G CATM, E/Scan 100cm Moist Slurry
4789 | 1475367 | ICI Industries Pty Ltd | 05885 All-In-One 4G CATM, E/Scan 50cm T/Scan Slurry + 3 years IrriMAX Live + SIM Card/Data Plan for x3 years | 3045.21 | Multi-sensor salinity tool: 4G LTE-M cell engine inside a 50cm EnviroSCAN TriSCAN slurry probe. Delivers soil water, salt, and temp metrics. Includes 3 years of continuous SIM data and 3 years of IrriMAX Live. | Yes | Yes, Training online, and via Sentek authorised dealers, and self-train via User Manuals | Yes, Training online, and via Sentek authorised dealers, and self-train via User Manuals | Partially Eligible Bundle | Itemised component breakdown required and must be provided when the claim is lodged, in accordance with the Grant Opportunity Guidelines. Funding will only be assessed against eligible components. | All-In-One 4G CATM, E/Scan 50cm Moist Slurry
4766 | 1475367 | ICI Industries Pty Ltd | 05856 Compact DTU + 90cm TriSCAN + 3 years IrriMAX Live + SIM Card/Data Plan for x3 years | 3007.16 | Agronomy package containing a Compact Data Transmission Unit (DTU) alongside a deep 90cm TriSCAN profile probe for water/salt analytics. Employs cellular tech for log tracking. Includes an active 3-year SIM data plan and 3 years of IrriMAX Live. | Yes | Yes, Training online, and via Sentek authorised dealers, and self-train via User Manuals | Yes, Training online, and via Sentek authorised dealers, and self-train via User Manuals | Partially Eligible Bundle | Itemised component breakdown required and must be provided when the claim is lodged, in accordance with the Grant Opportunity Guidelines. Funding will only be assessed against eligible components. | 05856 Compact DTU + 90cm TriSCAN
4732 | 1475367 | ICI Industries Pty Ltd | 05830 NB+ 1 BT probe (90cm Moist+Temp) + 3 years IrriMAX Live + SIM Card/Data Plan for x3 years | 2958.49 | Connected soil sensing kit comprising a Nexus Blue node linked via Bluetooth to a deep 90cm moisture and temperature probe. Delivers deep root data over cellular networks. Comes with 3 years of data and an IrriMAX Live license. | Yes | Yes, Training online, and via Sentek authorised dealers, and self-train via User Manuals | Yes, Training online, and via Sentek authorised dealers, and self-train via User Manuals | Partially Eligible Bundle | Itemised component breakdown required and must be provided when the claim is lodged, in accordance with the Grant Opportunity Guidelines. Funding will only be assessed against eligible components. | Nexus Blue unit, probe
4763 | 1475367 | ICI Industries Pty Ltd | 05853 Compact DTU + 120cm Moist+Temp DD Probe + 3 years IrriMAX Live + SIM Card/Data Plan for x3 years | 2957.57 | Deep subsoil logging kit featuring a Compact Data Transmission Unit (DTU) matched with a 120cm Drill & Drop moisture and temp probe. Connects via remote cellular telemetry. Includes 3 years of SIM data and 3 years of IrriMAX Live subscription. | Yes | Yes, Training online, and via Sentek authorised dealers, and self-train via User Manuals | Yes, Training online, and via Sentek authorised dealers, and self-train via User Manuals | Partially Eligible Bundle | Itemised component breakdown required and must be provided when the claim is lodged, in accordance with the Grant Opportunity Guidelines. Funding will only be assessed against eligible components. | 05853 Compact DTU + 120cm Moist+Temp DD Probe
4770 | 1475367 | ICI Industries Pty Ltd | 05861 PLUS + 1 Probe (120cm Moist+Temp DD) + 3 years IrriMAX Live + SIM Card/Data Plan for x3 years | 2911.07 | Soil profile package deploying a rugged PLUS telemetry gateway paired with a 120cm Drill & Drop moisture and temp probe. Relays data via cell network connectivity. Bundled with 3 years of active SIM data transfer and 3 years of IrriMAX Live access. | Yes | Yes, Training online, and via Sentek authorised dealers, and self-train via User Manuals | Yes, Training online, and via Sentek authorised dealers, and self-train via User Manuals | Partially Eligible Bundle | Itemised component breakdown required and must be provided when the claim is lodged, in accordance with the Grant Opportunity Guidelines. Funding will only be assessed against eligible components. | PLUS unit, probe
4727 | 1475367 | ICI Industries Pty Ltd | 05825 NB+ 1 BT probe (60cm TriSCAN) + 3 years IrriMAX Live + SIM Card/Data Plan for x3 years | 2895.79 | Advanced soil logging bundle featuring a cellular Nexus Blue unit talking to a single 60cm TriSCAN probe over internal Bluetooth. Transmits to cloud over cellular networks. Includes a 3-year data plan and IrriMAX Live subscription. | Yes | Yes, Training online, and via Sentek authorised dealers, and self-train via User Manuals | Yes, Training online, and via Sentek authorised dealers, and self-train via User Manuals | Partially Eligible Bundle | Itemised component breakdown required and must be provided when the claim is lodged, in accordance with the Grant Opportunity Guidelines. Funding will only be assessed against eligible components. | Nexus Blue unit, probe
4707 | 1475367 | ICI Industries Pty Ltd | 05803 IOT + 120cm Moist+Temp DD Probe + 3 years IrriMAX Live + SIM Card/Data Plan for x3 years | 2893.87 | Smart farming telemetry system combining an IoT datalogger with a deep 120cm Drill & Drop moisture and temperature probe. Includes 3 years of cellular data transmission and 3 years of IrriMAX Live cloud software access. | Yes | Yes, Training online, and via Sentek authorised dealers, and self-train via User Manuals | Yes, Training online, and via Sentek authorised dealers, and self-train via User Manuals | Partially Eligible Bundle | Itemised component breakdown required and must be provided when the claim is lodged, in accordance with the Grant Opportunity Guidelines. Funding will only be assessed against eligible components. | Logger, soil moisture and temperature probe
4788 | 1475367 | ICI Industries Pty Ltd | 05882 All-In-One 4G CATM, E/Scan 150cm Moist Slurry + 3 years IrriMAX Live + SIM Card/Data Plan for x3 years | 2891.9 | Long-profile agronomic probe integrating a 4G LTE-M cell radio directly into a deep 150cm EnviroSCAN moisture slurry probe. Relays live field data over cell networks. Bundled with 3 years of cellular SIM data plan and 3 years of IrriMAX Live access. | Yes | Yes, Training online, and via Sentek authorised dealers, and self-train via User Manuals | Yes, Training online, and via Sentek authorised dealers, and self-train via User Manuals | Partially Eligible Bundle | Itemised component breakdown required and must be provided when the claim is lodged, in accordance with the Grant Opportunity Guidelines. Funding will only be assessed against eligible components. | All-In-One 4G CATM, E/Scan 150cm Moist Slurry
4710 | 1475367 | ICI Industries Pty Ltd | 05807 IOT + 90cm TriSCAN DD Probe + 3 years IrriMAX Live + SIM Card/Data Plan for x3 years | 2870.25 | Connected ag-tech kit featuring an IoT datalogger and a 90cm TriSCAN probe for moisture, temperature, and salinity profiles. Leverages cellular tech for continuous data transfers. Includes 3 years of SIM data and IrriMAX Live. | Yes | Yes, Training online, and via Sentek authorised dealers, and self-train via User Manuals | Yes, Training online, and via Sentek authorised dealers, and self-train via User Manuals | Partially Eligible Bundle | Itemised component breakdown required and must be provided when the claim is lodged, in accordance with the Grant Opportunity Guidelines. Funding will only be assessed against eligible components. | IOT logger + 90cm TriSCAN DD Probe
4787 | 1475367 | ICI Industries Pty Ltd | 05881 All-In-One 4G CATM, E/Scan 100cm Moist Slurry + 3 years IrriMAX Live + SIM Card/Data Plan for x3 years | 2852.14 | Connected soil sensing terminal pairing a 4G LTE-M mobile communicator within a 100cm EnviroSCAN moisture slurry probe. Uses low-power cellular network capabilities to upload profiles. Outfitted with 3 years of cell data and 3 years of IrriMAX Live. | Yes | Yes, Training online, and via Sentek authorised dealers, and self-train via User Manuals | Yes, Training online, and via Sentek authorised dealers, and self-train via User Manuals | Partially Eligible Bundle | Itemised component breakdown required and must be provided when the claim is lodged, in accordance with the Grant Opportunity Guidelines. Funding will only be assessed against eligible components. | All-In-One 4G CATM, E/Scan 100cm Moist Slurry
4769 | 1475367 | ICI Industries Pty Ltd | 05860 PLUS + 1 Probe (90cm Moist+Temp DD) + 3 years IrriMAX Live + SIM Card/Data Plan for x3 years | 2836.84 | Expandable field tracking kit utilizing a PLUS series datalogger bundle equipped with a 90cm Drill & Drop soil moisture and temp probe. Dispatches field profiles using wireless cellular communication. Packaged with a 3-year data plan and IrriMAX Live. | Yes | Yes, Training online, and via Sentek authorised dealers, and self-train via User Manuals | Yes, Training online, and via Sentek authorised dealers, and self-train via User Manuals | Partially Eligible Bundle | Itemised component breakdown required and must be provided when the claim is lodged, in accordance with the Grant Opportunity Guidelines. Funding will only be assessed against eligible components. | PLUS unit, probe
4786 | 1475367 | ICI Industries Pty Ltd | 05880 All-In-One 4G CATM, E/Scan 50cm Moist Slurry + 3 years IrriMAX Live + SIM Card/Data Plan for x3 years | 2818.07 | Integrated ag-tech tracking node combining a 4G LTE-M cell communicator inside an EnviroSCAN 50cm moisture probe for slurry setups. Delivers data streams. Includes 3 years of SIM access and 3 years of IrriMAX Live. | Yes | Yes, Training online, and via Sentek authorised dealers, and self-train via User Manuals | Yes, Training online, and via Sentek authorised dealers, and self-train via User Manuals | Partially Eligible Bundle | Itemised component breakdown required and must be provided when the claim is lodged, in accordance with the Grant Opportunity Guidelines. Funding will only be assessed against eligible components. | All-In-One 4G CATM, E/Scan 50cm Moist Slurry
4765 | 1475367 | ICI Industries Pty Ltd | 05855 Compact DTU + 60cm TriSCAN + 3 years IrriMAX Live + SIM Card/Data Plan for x3 years | 2777.37 | Soil salinity system featuring a Compact Data Transmission Unit (DTU) connected to a 60cm TriSCAN multi-sensor probe. Relays updates via cellular telecommunication network pathways. Bundled with 3 years of cell SIM services and 3 years of IrriMAX Live. | Yes | Yes, Training online, and via Sentek authorised dealers, and self-train via User Manuals | Yes, Training online, and via Sentek authorised dealers, and self-train via User Manuals | Partially Eligible Bundle | Itemised component breakdown required and must be provided when the claim is lodged, in accordance with the Grant Opportunity Guidelines. Funding will only be assessed against eligible components. | 05855 Compact DTU + 60cm TriSCAN
4152 | 1475367 | ICI Industries Pty Ltd | iData - Web 4G (9 Inputs) , requires a mobile phone SIM (not included)* | 2775 | Solar Powered Telemetry Kit for Environmental or Farm Management Sensors with Cellular Modem | Not intedend for self install | No | Experienced staff with supplier provided training or supplier technical assistance will install the equipment. | Eligible | Eligible for rebate funding. | N/A
4153 | 1475367 | ICI Industries Pty Ltd | iData - Web 4G (9 Inputs) with 240v Plug Pack, requires a mobile phone SIM (not included)* | 2775 | Mains Powered Telemetry Kit for Environmental or Farm Management Sensors with Cellular Modem | Not intedend for self install | No | Experienced staff with supplier provided training or supplier technical assistance will install the equipment. | Eligible | Eligible for rebate funding. | N/A
4771 | 1475367 | ICI Industries Pty Ltd | 05863 PLUS + 1 Probe (60cm TriSCAN DD) + 3 years IrriMAX Live + SIM Card/Data Plan for x3 years | 2720.85 | Salinity intelligence package comprising a PLUS series logging interface equipped with a 60cm TriSCAN Drill & Drop probe. Utilizes integrated cellular telemetry for field tracking. Packaged with a 3-year data contract and 3 years of IrriMAX Live cloud. | Yes | Yes, Training online, and via Sentek authorised dealers, and self-train via User Manuals | Yes, Training online, and via Sentek authorised dealers, and self-train via User Manuals | Partially Eligible Bundle | Itemised component breakdown required and must be provided when the claim is lodged, in accordance with the Grant Opportunity Guidelines. Funding will only be assessed against eligible components. | PLUS unit, probe
4762 | 1475367 | ICI Industries Pty Ltd | 05852 Compact DTU + 90cm Moist+Temp DD Probe + 3 years IrriMAX Live + SIM Card/Data Plan for x3 years | 2701.66 | Agricultural telemetry set containing a Compact Data Transmission Unit (DTU) wired to a deep 90cm Drill & Drop moisture and temp probe. Relays live field data over cellular infrastructure. Includes a 3-year SIM data plan and 3 years of IrriMAX Live. | Yes | Yes, Training online, and via Sentek authorised dealers, and self-train via User Manuals | Yes, Training online, and via Sentek authorised dealers, and self-train via User Manuals | Partially Eligible Bundle | Itemised component breakdown required and must be provided when the claim is lodged, in accordance with the Grant Opportunity Guidelines. Funding will only be assessed against eligible components. | 05852 Compact DTU + 90cm Moist+Temp DD Probe
4722 | 1475367 | ICI Industries Pty Ltd | 05820 NB+ 1 BT probe (60cm Moist+Temp) + 3 years IrriMAX Live + SIM Card/Data Plan for x3 years | 2690.44 | Telemetry kit combining a cellular Nexus Blue logger with an extended 60cm profile moisture and temperature probe over Bluetooth. Streams data over cell networks. Includes 3 years of SIM access and 3 years of IrriMAX Live. | Yes | Yes, Training online, and via Sentek authorised dealers, and self-train via User Manuals | Yes, Training online, and via Sentek authorised dealers, and self-train via User Manuals | Partially Eligible Bundle | Itemised component breakdown required and must be provided when the claim is lodged, in accordance with the Grant Opportunity Guidelines. Funding will only be assessed against eligible components. | Nexus Blue unit, probe
4755 | 1475367 | ICI Industries Pty Ltd | 05775 WiFi Link+ 90cm BT TriSCAN probe + 3 years IrriMAX | 2651.43 | Farming kit using a Wi-Fi Link device to collect data from a 90cm TriSCAN probe over Bluetooth. Transmits metrics seamlessly through the local farm Wi-Fi network infrastructure. Includes a 3-year subscription to IrriMAX analytics software. | Yes | Yes, Training online, and via Sentek authorised dealers, and self-train via User Manuals | Yes, Training online, and via Sentek authorised dealers, and self-train via User Manuals | Partially Eligible Bundle | Itemised component breakdown required and must be provided when the claim is lodged, in accordance with the Grant Opportunity Guidelines. Funding will only be assessed against eligible components. | WiFi Link, probe
4160 | 1475367 | ICI Industries Pty Ltd | iData - Webgateway Single with 240v Plug Pack, requires a mobile phone SIM (not included)* | 2650 | Mains Powered Radio Telemetry Kit for Environmental or Farm Management Sensors with Cellular Modem, with outputs to control two devices | Not intedend for self install | No | Experienced staff with supplier provided training or supplier technical assistance will install the equipment. | Eligible | Eligible for rebate funding. | N/A
4159 | 1475367 | ICI Industries Pty Ltd | iData - Webgateway Single, requires a mobile phone SIM (not included)* | 2650 | Solar Powered Radio Telemetry Kit for Environmental or Farm Management Sensors with Cellular Modem, with output to control one device | Not intedend for self install | No | Experienced staff with supplier provided training or supplier technical assistance will install the equipment. | Eligible | Eligible for rebate funding. | N/A
4706 | 1475367 | ICI Industries Pty Ltd | 05802 IOT + 90cm Moist+Temp DD Probe + 3 years IrriMAX Live + SIM Card/Data Plan for x3 years | 2625.85 | Connected ag-tech bundle featuring an IoT datalogger paired with a 90cm Drill & Drop soil moisture and temperature probe. Comes integrated with cellular data and a 3-year IrriMAX Live subscription for advanced tracking. | Yes | Yes, Training online, and via Sentek authorised dealers, and self-train via User Manuals | Yes, Training online, and via Sentek authorised dealers, and self-train via User Manuals | Partially Eligible Bundle | Itemised component breakdown required and must be provided when the claim is lodged, in accordance with the Grant Opportunity Guidelines. Funding will only be assessed against eligible components. | Logger, soil moisture and temperature probe
4795 | 1475367 | ICI Industries Pty Ltd | 01456 All-in-One TriSCAN Probe, 1.5m Std 4G AU + 1year IrriMAX Live + SIM Card/Data Plan for x1 year | 2616 | Ag sensor setup: all-in-one 1.5m standard TriSCAN probe (water, temp, salt) with an internal Australian 4G cell module. Delivers data via cell towers. Features 1 year of SIM data and 1 year of IrriMAX Live cloud. | Yes | Yes, Training online, and via Sentek authorised dealers, and self-train via User Manuals | Yes, Training online, and via Sentek authorised dealers, and self-train via User Manuals | Partially Eligible Bundle | Itemised component breakdown required and must be provided when the claim is lodged, in accordance with the Grant Opportunity Guidelines. Funding will only be assessed against eligible components. | Probe
4793 | 1475367 | ICI Industries Pty Ltd | 00956 All-in-One TriSCAN Probe, 1.0m Std 4G AU + 1year IrriMAX Live + SIM Card/Data Plan for x1 year | 2585 | Soil intelligence system featuring a 1.0m standard TriSCAN probe (moisture, temp, salinity) with an on-board 4G Australian cell modem. Dispatches live farm analytics. Bundled with 1 year of mobile SIM data access and 1 year of IrriMAX Live features. | Yes | Yes, Training online, and via Sentek authorised dealers, and self-train via User Manuals | Yes, Training online, and via Sentek authorised dealers, and self-train via User Manuals | Partially Eligible Bundle | Itemised component breakdown required and must be provided when the claim is lodged, in accordance with the Grant Opportunity Guidelines. Funding will only be assessed against eligible components. | Probe
4717 | 1475367 | ICI Industries Pty Ltd | 05815 NB+ 1 BT probe (30cm TriSCAN) + 3 years IrriMAX Live + SIM Card/Data Plan for x3 years | 2563.24 | Specialized package combining a Nexus Blue cellular logger with one 30cm TriSCAN probe (moisture, temp, salinity) using Bluetooth. Cellular links push data to web. Includes 3 years of network data and IrriMAX Live access. | Yes | Yes, Training online, and via Sentek authorised dealers, and self-train via User Manuals | Yes, Training online, and via Sentek authorised dealers, and self-train via User Manuals | Partially Eligible Bundle | Itemised component breakdown required and must be provided when the claim is lodged, in accordance with the Grant Opportunity Guidelines. Funding will only be assessed against eligible components. | Nexus Blue unit, probe
4709 | 1475367 | ICI Industries Pty Ltd | 05806 IOT + 60cm TriSCAN DD Probe + 3 years IrriMAX Live + SIM Card/Data Plan for x3 years | 2563.16 | Ag-tech package featuring an IoT datalogger and a 60cm TriSCAN probe for tracking moisture, temperature, and salinity. Uses cellular connectivity to stream metrics. Bundled with 3 years of SIM data and IrriMAX Live. | Yes | Yes, Training online, and via Sentek authorised dealers, and self-train via User Manuals | Yes, Training online, and via Sentek authorised dealers, and self-train via User Manuals | Partially Eligible Bundle | Itemised component breakdown required and must be provided when the claim is lodged, in accordance with the Grant Opportunity Guidelines. Funding will only be assessed against eligible components. | IOT logger + 60cm TriSCAN DD Probe
4768 | 1475367 | ICI Industries Pty Ltd | 05859 PLUS + 1 Probe (60cm Moist+Temp DD) + 3 years IrriMAX Live + SIM Card/Data Plan for x3 years | 2548.94 | Expandable ag-tech array featuring a high-tier PLUS datalogger paired with one 60cm Drill & Drop moisture and temp probe. Uses global cellular connectivity to forward continuous sensor logs. Comes with a 3-year SIM contract and 3 years of IrriMAX Live. | Yes | Yes, Training online, and via Sentek authorised dealers, and self-train via User Manuals | Yes, Training online, and via Sentek authorised dealers, and self-train via User Manuals | Partially Eligible Bundle | Itemised component breakdown required and must be provided when the claim is lodged, in accordance with the Grant Opportunity Guidelines. Funding will only be assessed against eligible components. | PLUS unit, probe
4764 | 1475367 | ICI Industries Pty Ltd | 05854 Compact DTU+ 30cm TriSCAN + 3 years IrriMAX Live + SIM Card/Data Plan for x3 years | 2547.57 | Salinity management kit featuring a specialized Compact Data Transmission Unit (DTU) combined with a 30cm TriSCAN probe. Utilizes cellular networking to deliver updates to cloud profiles. Includes a 3-year data plan and 3 years of IrriMAX Live. | Yes | Yes, Training online, and via Sentek authorised dealers, and self-train via User Manuals | Yes, Training online, and via Sentek authorised dealers, and self-train via User Manuals | Partially Eligible Bundle | Itemised component breakdown required and must be provided when the claim is lodged, in accordance with the Grant Opportunity Guidelines. Funding will only be assessed against eligible components. | 05854 Compact DTU+ 30cm TriSCAN
4158 | 1475367 | ICI Industries Pty Ltd | iData - Web Dual, requires a mobile phone SIM (not included)* | 2525 | Solar Powered Telemetry Kit for Environmental or Farm Management Sensors with Cellular Modem with outputs to control two devices | Not intedend for self install | No | Experienced staff with supplier provided training or supplier technical assistance will install the equipment. | Eligible | Eligible for rebate funding. | N/A
4127 | 1475367 | ICI Industries Pty Ltd | iData - Radio (9 inputs) with Extra Large Hinged Enclosure | 2455 | Solar Powered Radio Telemetry Kit for Environmental or Farm Management Sensors | Not intedend for self install | No | Experienced staff with supplier provided training or supplier technical assistance will install the equipment. | Eligible | Eligible for rebate funding. | N/A
4761 | 1475367 | ICI Industries Pty Ltd | 05851 Compact DTU + 60cm Moist+Temp DD Probe + 3 years IrriMAX Live + SIM Card/Data Plan for x3 years | 2433.63 | Field sensor system grouping a Compact Data Transmission Unit (DTU) with an integrated 60cm Drill & Drop moisture and temp probe. Telemetry is sent via cellular technology. Bundles a 3-year cell plan and 3 years of IrriMAX Live cloud access. | Yes | Yes, Training online, and via Sentek authorised dealers, and self-train via User Manuals | Yes, Training online, and via Sentek authorised dealers, and self-train via User Manuals | Partially Eligible Bundle | Itemised component breakdown required and must be provided when the claim is lodged, in accordance with the Grant Opportunity Guidelines. Funding will only be assessed against eligible components. | 05851 Compact DTU + 60cm Moist+Temp DD Probe
4712 | 1475367 | ICI Industries Pty Ltd | 05810 NB+ 1 BT probe (30cm Moist+Temp) + 3 years IrriMAX Live + SIM Card/Data Plan for x3 years | 2426.96 | Local network solution featuring a Nexus Blue logger collecting data via Bluetooth from one 30cm moisture and temp probe. Sends updates via cellular network. Includes 3 years of SIM data and 3 years of IrriMAX Live access. | Yes | Yes, Training online, and via Sentek authorised dealers, and self-train via User Manuals | Yes, Training online, and via Sentek authorised dealers, and self-train via User Manuals | Partially Eligible Bundle | Itemised component breakdown required and must be provided when the claim is lodged, in accordance with the Grant Opportunity Guidelines. Funding will only be assessed against eligible components. | Nexus Blue unit, probe
4794 | 1475367 | ICI Industries Pty Ltd | 01451 All-in-One Moisture Probe, 1.5m Std 4G AU + 1year IrriMAX Live + SIM Card/Data Plan for x1 year | 2416 | Deep-soil smart farming pack: all-in-one 1.5m moisture/temp probe with an internal Australian 4G cell radio. Broadcasts depth statistics over cellular network pathways. Includes 1-year data and 1 year of IrriMAX Live. | Yes | Yes, Training online, and via Sentek authorised dealers, and self-train via User Manuals | Yes, Training online, and via Sentek authorised dealers, and self-train via User Manuals | Partially Eligible Bundle | Itemised component breakdown required and must be provided when the claim is lodged, in accordance with the Grant Opportunity Guidelines. Funding will only be assessed against eligible components. | Probe
4206 | 1475367 | ICI Industries Pty Ltd | EnviroPro Sub Surface 120S Moisture, Temp, Salinity Probe | 2400 | Soil Mositure Probe - connects by cable to Telemetry Kit | Not intedend for self install | No | Experienced staff with supplier provided training or supplier technical assistance will install the equipment. | Eligible | Eligible for rebate funding. | N/A
4792 | 1475367 | ICI Industries Pty Ltd | 00951 All-in-One Moisture Probe, 1.0m Std 4G AU + 1year IrriMAX Live + SIM Card/Data Plan for x1 year | 2385 | Self-contained smart probe containing a 1.0m standard moisture probe combined with an internal Australian 4G cell logging transmitter. Transmits depth measurements straight to the cloud. Includes 1 year of mobile SIM data and 1 year of IrriMAX Live. | Yes | Yes, Training online, and via Sentek authorised dealers, and self-train via User Manuals | Yes, Training online, and via Sentek authorised dealers, and self-train via User Manuals | Partially Eligible Bundle | Itemised component breakdown required and must be provided when the claim is lodged, in accordance with the Grant Opportunity Guidelines. Funding will only be assessed against eligible components. | Probe
4759 | 1475367 | ICI Industries Pty Ltd | 05774 WiFi Link+ 90cm BT Moisture probe + 3 years IrriMAX | 2363.22 | Tracking package including a local Wi-Fi Link gateway connected to a 90cm Bluetooth soil moisture and temp probe. Integrates into your farm Wi-Fi infrastructure for seamless data updates. Includes a 3-year subscription to the IrriMAX platform. | Yes | Yes, Training online, and via Sentek authorised dealers, and self-train via User Manuals | Yes, Training online, and via Sentek authorised dealers, and self-train via User Manuals | Partially Eligible Bundle | Itemised component breakdown required and must be provided when the claim is lodged, in accordance with the Grant Opportunity Guidelines. Funding will only be assessed against eligible components. | WiFi Link, probe
4705 | 1475367 | ICI Industries Pty Ltd | 05801 IOT + 60cm Moist+Temp DD Probe + 3 years IrriMAX Live + SIM Card/Data Plan for x3 years | 2357.82 | Connected ag-tech package featuring an IoT logger and 60cm Drill & Drop soil moisture and temperature probe. Includes cellular connectivity with a 3-year SIM plan and 3 years of IrriMAX Live cloud software access. | Yes | Yes, Training online, and via Sentek authorised dealers, and self-train via User Manuals | Yes, Training online, and via Sentek authorised dealers, and self-train via User Manuals | Partially Eligible Bundle | Itemised component breakdown required and must be provided when the claim is lodged, in accordance with the Grant Opportunity Guidelines. Funding will only be assessed against eligible components. | Logger, soil moisture and temperature probe
4754 | 1475367 | ICI Industries Pty Ltd | 05773 WiFi Link+ 60cm BT TriSCAN probe + 3 years IrriMAX | 2289.29 | Connected ag-tech assembly uses an on-farm Wi-Fi Link receiver to capture sensor details from a 60cm Bluetooth TriSCAN soil moisture and salinity probe. Offloads field logs over local Wi-Fi networks. Includes 3 years of IrriMAX software licensing. | Yes | Yes, Training online, and via Sentek authorised dealers, and self-train via User Manuals | Yes, Training online, and via Sentek authorised dealers, and self-train via User Manuals | Partially Eligible Bundle | Itemised component breakdown required and must be provided when the claim is lodged, in accordance with the Grant Opportunity Guidelines. Funding will only be assessed against eligible components. | WiFi Link, probe
4708 | 1475367 | ICI Industries Pty Ltd | 05805 IOT + 30cm TriSCAN DD Probe + 3 years IrriMAX Live + SIM Card/Data Plan for x3 years | 2230.62 | Advanced ag-tech telemetry set containing an IoT datalogger and a 30cm TriSCAN probe for soil moisture, temp, and salinity. Transmits via cellular networks and includes 3 years of data plus IrriMAX Live cloud access. | Yes | Yes, Training online, and via Sentek authorised dealers, and self-train via User Manuals | Yes, Training online, and via Sentek authorised dealers, and self-train via User Manuals | Partially Eligible Bundle | Itemised component breakdown required and must be provided when the claim is lodged, in accordance with the Grant Opportunity Guidelines. Funding will only be assessed against eligible components. | IOT logger + 30cm TriSCAN DD Probe
4369 | 1475367 | ICI Industries Pty Ltd | 74730-000090 Dendrometer Stalk Diameter-Ecomatik | 2229 | GS One plant stalk diameter sensor | No Technical training required | Yes | We have a trained and certificated team, with full hydraulic and electrical installation capabilities. | Eligible | Eligible for rebate funding. | N/A
4126 | 1475367 | ICI Industries Pty Ltd | iData - Radio (9 inputs) with Extra Large Enclosure and 7AH Lithium Battery | 2205 | Solar Powered Radio Telemetry Kit for Environmental or Farm Management Sensors | Not intedend for self install | No | Experienced staff with supplier provided training or supplier technical assistance will install the equipment. | Eligible | Eligible for rebate funding. | N/A
4816 | 1475367 | ICI Industries Pty Ltd | 01258 Drill & Drop, 120cm TriSCAN, Bluetooth + 1 year IrriMAX Plan | 2171.07 | High-tier soil intelligence tool featuring a 120cm Drill & Drop TriSCAN sensor evaluating deep moisture, temp, and salt metrics. Connects via native Bluetooth for on-farm transfers. Packaged with 1 year of comprehensive IrriMAX features. | Yes | Yes, Training online, and via Sentek authorised dealers, and self-train via User Manuals | Yes, Training online, and via Sentek authorised dealers, and self-train via User Manuals | Partially Eligible Bundle | Itemised component breakdown required and must be provided when the claim is lodged, in accordance with the Grant Opportunity Guidelines. Funding will only be assessed against eligible components. | Drill & Drop, TriSCAN
4760 | 1475367 | ICI Industries Pty Ltd | 05850 Compact DTU + 30cm Moist+Temp DD Probe + 3 years IrriMAX Live + SIM Card/Data Plan for x3 years | 2170.14 | Telemetry pack with a Compact Data Transmission Unit (DTU) wired to a 30cm Drill & Drop moisture and temp probe. Uses mobile cellular pathways to stream readings. Comes with an included 3-year SIM data plan and 3 years of IrriMAX Live cloud. | Yes | Yes, Training online, and via Sentek authorised dealers, and self-train via User Manuals | Yes, Training online, and via Sentek authorised dealers, and self-train via User Manuals | Partially Eligible Bundle | Itemised component breakdown required and must be provided when the claim is lodged, in accordance with the Grant Opportunity Guidelines. Funding will only be assessed against eligible components. | 05850 Compact DTU + 30cm Moist+Temp DD Probe
4125 | 1475367 | ICI Industries Pty Ltd | iData - Radio (9 inputs) with Extra Large Enclosure | 2155 | Solar Powered Radio Telemetry Kit for Environmental or Farm Management Sensors | Not intedend for self install | No | Experienced staff with supplier provided training or supplier technical assistance will install the equipment. | Eligible | Eligible for rebate funding. | N/A
4124 | 1475367 | ICI Industries Pty Ltd | iData - Radio (9 inputs) with 7AH Lithium Battery | 2099 | Solar Powered Radio Telemetry Kit for Environmental or Farm Management Sensors | Not intedend for self install | No | Experienced staff with supplier provided training or supplier technical assistance will install the equipment. | Eligible | Eligible for rebate funding. | N/A
4704 | 1475367 | ICI Industries Pty Ltd | 05800 IOT + 30cm Moist+Temp + 3 years IrriMAX Live + SIM Card/Data Plan for x3 years | 2094.33 | Integrated IoT telemetry with a 30cm soil moisture and temperature probe. Features 4G/LTE-M cellular transmission, a 3-year SIM data plan, and a 3-year subscription to IrriMAX Live cloud software for real-time agronomic insights. | Yes | Yes, Training online, and via Sentek authorised dealers, and self-train via User Manuals | Yes, Training online, and via Sentek authorised dealers, and self-train via User Manuals | Partially Eligible Bundle | Itemised component breakdown required and must be provided when the claim is lodged, in accordance with the Grant Opportunity Guidelines. Funding will only be assessed against eligible components. | Soil Moisture and Temperature Probe
4370 | 1475367 | ICI Industries Pty Ltd | 74730-000091 Dendrometer Trunk Diameter-Ecomatik | 2077 | GS One plant trunk diameter sensor | No Technical training required | Yes | We have a trained and certificated team, with full hydraulic and electrical installation capabilities. | Eligible | Eligible for rebate funding. | N/A
4255 | 1475367 | ICI Industries Pty Ltd | Fruit Dendrometer. 4 to 30 mm range. SDI-12 output. 5m cable. | 2054 | Plant Growth Sensor - connects to Telemetry Kit | Not intedend for self install | No | Experienced staff with supplier provided training or supplier technical assistance will install the equipment. | Eligible | Eligible for rebate funding. | N/A
4256 | 1475367 | ICI Industries Pty Ltd | Fruit Dendrometer. 30 to 160 mm range. SDI-12 output. 5m cable. | 2054 | Plant Growth Sensor - connects to Telemetry Kit | Not intedend for self install | No | Experienced staff with supplier provided training or supplier technical assistance will install the equipment. | Eligible | Eligible for rebate funding. | N/A
4257 | 1475367 | ICI Industries Pty Ltd | Fruit Dendrometer. 15 to 90 mm range. SDI-12 output. 5m cable. | 2054 | Plant Growth Sensor - connects to Telemetry Kit | Not intedend for self install | No | Experienced staff with supplier provided training or supplier technical assistance will install the equipment. | Eligible | Eligible for rebate funding. | N/A
4258 | 1475367 | ICI Industries Pty Ltd | Fruit Dendrometer. 7 to 45 mm range. SDI-12 output. 5m cable. | 2054 | Plant Growth Sensor - connects to Telemetry Kit | Not intedend for self install | No | Experienced staff with supplier provided training or supplier technical assistance will install the equipment. | Eligible | Eligible for rebate funding. | N/A
4758 | 1475367 | ICI Industries Pty Ltd | 05772 WiFi Link+ 60cm BT Moisture probe + 3 years IrriMAX | 2047.14 | Wireless instrumentation bundle utilizing a Wi-Fi Link receiver to aggregate data from a 60cm Bluetooth moisture and temp probe. Uploads data using local Wi-Fi network infrastructure. Includes 3 years of analytical access via IrriMAX tools. | Yes | Yes, Training online, and via Sentek authorised dealers, and self-train via User Manuals | Yes, Training online, and via Sentek authorised dealers, and self-train via User Manuals | Eligible Bundle | Itemised component breakdown required and must be provided when the claim is lodged, in accordance with the Grant Opportunity Guidelines. | N/A
4122 | 1475367 | ICI Industries Pty Ltd | iData - Radio (9 inputs) | 2040 | Solar Powered Radio Telemetry Kit for Environmental or Farm Management Sensors | Not intedend for self install | No | Experienced staff with supplier provided training or supplier technical assistance will install the equipment. | Eligible | Eligible for rebate funding. | N/A
4123 | 1475367 | ICI Industries Pty Ltd | iData - Radio with 240v Plug Pack (9 inputs) | 2040 | Mains Powered Radio Telemetry Kit for Environmental or Farm Management Sensors | Not intedend for self install | No | Experienced staff with supplier provided training or supplier technical assistance will install the equipment. | Eligible | Eligible for rebate funding. | N/A
4753 | 1475367 | ICI Industries Pty Ltd | 05771 WiFi Link+ 30cm BT TriSCAN probe + 3 years IrriMAX | 1897.14 | Wireless soil-monitoring bundle comprising a Wi-Fi Link interface hub and a 30cm TriSCAN sensor probe utilizing low-power Bluetooth. Relays intelligence across native farm Wi-Fi. Packed with a 3-year IrriMAX application plan. | Yes | Yes, Training online, and via Sentek authorised dealers, and self-train via User Manuals | Yes, Training online, and via Sentek authorised dealers, and self-train via User Manuals | Partially Eligible Bundle | Itemised component breakdown required and must be provided when the claim is lodged, in accordance with the Grant Opportunity Guidelines. Funding will only be assessed against eligible components. | WiFi Link, probe
4157 | 1475367 | ICI Industries Pty Ltd | iData - Web Single with 240v Plug Pack, requires a mobile phone SIM (not included)* | 1820 | Mains Powered Telemetry Kit for Environmental or Farm Management Sensors with Cellular Modem, with outputs to control two devices | Not intedend for self install | No | Experienced staff with supplier provided training or supplier technical assistance will install the equipment. | Eligible | Eligible for rebate funding. | N/A
4156 | 1475367 | ICI Industries Pty Ltd | iData - Web Single, requires a mobile phone SIM (not included)* | 1820 | Solar Powered Telemetry Kit for Environmental or Farm Management Sensors with Cellular Modem, with output to control one device | Not intedend for self install | No | Experienced staff with supplier provided training or supplier technical assistance will install the equipment. | Eligible | Eligible for rebate funding. | N/A
4252 | 1475367 | ICI Industries Pty Ltd | DE-1 Dendrometer mounted on implanted rod | 1814 | Plant Growth Sensor - connects to Telemetry Kit | Not intedend for self install | No | Experienced staff with supplier provided training or supplier technical assistance will install the equipment. | Eligible | Eligible for rebate funding. | N/A
4253 | 1475367 | ICI Industries Pty Ltd | SD-5 Stem Microvariation Sensor | 1814 | Plant Growth Sensor - connects to Telemetry Kit | Not intedend for self install | No | Experienced staff with supplier provided training or supplier technical assistance will install the equipment. | Eligible | Eligible for rebate funding. | N/A
4254 | 1475367 | ICI Industries Pty Ltd | SD-10 Stem Microvariation Sensor | 1814 | Plant Growth Sensor - connects to Telemetry Kit | Not intedend for self install | No | Experienced staff with supplier provided training or supplier technical assistance will install the equipment. | Eligible | Eligible for rebate funding. | N/A
4815 | 1475367 | ICI Industries Pty Ltd | 00928 Drill & Drop, 90cm TriSCAN, Bluetooth + 1 year IrriMAX Plan | 1810 | Subsoil agricultural tracking tool comprising a deep 90cm Drill & Drop TriSCAN probe that registers soil water, temp, and salinity. Transfers records over Bluetooth wireless channels. Includes a 1-year IrriMAX tracking subscription. | Yes | Yes, Training online, and via Sentek authorised dealers, and self-train via User Manuals | Yes, Training online, and via Sentek authorised dealers, and self-train via User Manuals | Partially Eligible Bundle | Itemised component breakdown required and must be provided when the claim is lodged, in accordance with the Grant Opportunity Guidelines. Funding will only be assessed against eligible components. | Drill & Drop, TriSCAN
4824 | 1475367 | ICI Industries Pty Ltd | 01270 Drill & Drop, 120cm TriSCAN, SDI-12 | 1791 | Premium subsoil instrument probe featuring a long 120cm Drill & Drop TriSCAN sensor evaluating deep moisture, temperature, and salt levels. Communicates over standard wired SDI-12 technology networks to link with external field loggers. | Yes | N/A | N/A | Eligible | Eligible for rebate funding. | N/A
4833 | 1475367 | ICI Industries Pty Ltd | 01264 Drill & Drop, 120cm TriSCAN , RS485 Modbus (W. S Cable) | 1791 | Premium subsoil instrument probe featuring a deep 120cm Drill & Drop TriSCAN sensor tracking water, temperature, and salt metrics. Integrates via high-reliability RS485 Modbus wire protocols into ag networks. Supplied with connection cable. | Yes | N/A | N/A | Eligible Bundle | Itemised component breakdown required and must be provided when the claim is lodged, in accordance with the Grant Opportunity Guidelines. | N/A
4841 | 1475367 | ICI Industries Pty Ltd | 01255 Drill & Drop, 120cm TriSCAN, RS232 Modbus (W. S Cable) | 1791 | Premium sub-soil sensing probe comprising an extra-long 120cm Drill & Drop TriSCAN array monitoring water, salt, and temperature metrics. Relays logs via wired industrial RS232 Modbus serial technology. Supplied with connecting cable. | Yes | N/A | N/A | Eligible Bundle | Itemised component breakdown required and must be provided when the claim is lodged, in accordance with the Grant Opportunity Guidelines. | N/A
4757 | 1475367 | ICI Industries Pty Ltd | 05770 WiFi Link+ 30cm BT Moisture probe + 3 years IrriMAX | 1736.43 | Smart ag-tech combo featuring an on-site Wi-Fi Link device paired with a 30cm Bluetooth moisture and temp probe. Directs soil updates across native farm Wi-Fi frameworks. Includes a 3-year subscription for the IrriMAX reporting dashboard. | Yes | Yes, Training online, and via Sentek authorised dealers, and self-train via User Manuals | Yes, Training online, and via Sentek authorised dealers, and self-train via User Manuals | Partially Eligible Bundle | Itemised component breakdown required and must be provided when the claim is lodged, in accordance with the Grant Opportunity Guidelines. Funding will only be assessed against eligible components. | WiFi Link, probe
4205 | 1475367 | ICI Industries Pty Ltd | EnviroPro Sub Surface 80S Moisture, Temp, Salinity Probe | 1640 | Soil Mositure Probe - connects by cable to Telemetry Kit | Not intedend for self install | No | Experienced staff with supplier provided training or supplier technical assistance will install the equipment. | Eligible | Eligible for rebate funding. | N/A
4367 | 1475367 | ICI Industries Pty Ltd | 74730-000009 Soil Moisture Netacap WP 6/60cm | 1623 | 60cm GS One/RadioNet Capacitance probes to measure soil moisture and temperature | YES following the manual | Yes | We have a trained and certificated team, with full hydraulic and electrical installation capabilities. | Eligible | Eligible for rebate funding. | N/A
4368 | 1475367 | ICI Industries Pty Ltd | 74730-000011 Soil Moisture NetaCap WP 6/80cm | 1623 | 80cm GS One/RadioNet Capacitance probes to measure soil moisture and temperature | YES following the manual | Yes | We have a trained and certificated team, with full hydraulic and electrical installation capabilities. | Eligible | Eligible for rebate funding. | N/A
4366 | 1475367 | ICI Industries Pty Ltd | 74730-000008 Soil Moisture Netacap WP 4/40cm | 1602 | 40cm GS One/RadioNet Capacitance probes to measure soil moisture and temperature | YES following the manual | Yes | We have a trained and certificated team, with full hydraulic and electrical installation capabilities. | Eligible | Eligible for rebate funding. | N/A
4391 | 1475367 | ICI Industries Pty Ltd | 70240-005400 Fert Meter, PB, 25mm (1") with 1 L Pulse Output (400-1500 L/hr) | 1504 | 25mm Fertiliser meter with chemical resistant body and pulsed digital output for 1 litre | Yes | No | <not provided> | Eligible | Eligible for rebate funding. | N/A
4825 | 1475367 | ICI Industries Pty Ltd | 01220 Drill & Drop, 120cm Moist&Temp, SDI-12 | 1480 | Deep root monitoring probe providing a 120cm Drill & Drop continuous soil moisture and temperature profiling array. Incorporates an industry-standard SDI-12 wired output interface to integrate with third-party hardware. (Requires logger). | Yes | N/A | N/A | Eligible Bundle | Itemised component breakdown required and must be provided when the claim is lodged, in accordance with the Grant Opportunity Guidelines. | N/A
4832 | 1475367 | ICI Industries Pty Ltd | 01214 Drill & Drop, 120cm Moisture+Temp , RS485 Modbus (W. S Cable) | 1480 | Deep-well agronomic instrument probe offering a long 120cm Drill & Drop moisture and temperature continuous soil profile array. Outfitted with an industrial wired RS485 Modbus output to match third-party loggers. Supplied with connecting cable. | Yes | N/A | N/A | Eligible Bundle | Itemised component breakdown required and must be provided when the claim is lodged, in accordance with the Grant Opportunity Guidelines. | N/A
4840 | 1475367 | ICI Industries Pty Ltd | 01205 Drill & Drop, 120cm Moisture+Temp , RS232 Modbus (W. S Cable) | 1480 | Deep subsoil instrumentation probe featuring a long 120cm Drill & Drop moisture and temperature profile sensor array. Built with an industrial-grade serial RS232 Modbus wired interface to couple with telemetry nodes. Supplied with connecting cable. | Yes | N/A | N/A | Eligible Bundle | Itemised component breakdown required and must be provided when the claim is lodged, in accordance with the Grant Opportunity Guidelines. | N/A
4354 | 1475367 | ICI Industries Pty Ltd | 74320-000004 Pyranometer Rad.RK200-04 2M Cable 4-20mA | 1477 | Management sensor for the GS Max controller to operate irrigation frequence according to solar radiation | No Technical training required | Yes | We have a trained and certificated team, with full hydraulic and electrical installation capabilities. | Eligible | Eligible for rebate funding. | N/A
4150 | 1475367 | ICI Industries Pty Ltd | iData Logger - Cable (9 inputs) | 1455 | Solar Powered Expansion Kit for Environmental or Farm Management Sensors | Not intedend for self install | No | Experienced staff with supplier provided training or supplier technical assistance will install the equipment. | Eligible | Eligible for rebate funding. | N/A
4822 | 1475367 | ICI Industries Pty Ltd | 00939 Drill & Drop, 90cm TriSCAN, SDI-12 | 1454 | Depth-focused monitoring probe containing a 90cm Drill & Drop TriSCAN multisensor soil layer tracker for water, temp, and salinity. Integrates with existing farm networks via a native SDI-12 wire terminal protocol. (Requires datalogger). | Yes | N/A | N/A | Eligible | Eligible for rebate funding. | N/A
4831 | 1475367 | ICI Industries Pty Ltd | 00934 Drill & Drop, 90cm TriSCAN , RS485 Modbus (W. S Cable) | 1454 | Advanced soil water and salt logging probe featuring a 90cm Drill & Drop TriSCAN profiling sensor. Designed to communicate over heavy-duty wired RS485 Modbus technology networks to feed data to telemetry bases. Supplied with connecting cable. | Yes | N/A | N/A | Eligible Bundle | Itemised component breakdown required and must be provided when the claim is lodged, in accordance with the Grant Opportunity Guidelines. | N/A
4839 | 1475367 | ICI Industries Pty Ltd | 00925 Drill & Drop,90cm TriSCAN, RS232 Modbus (W. S Cable) | 1454 | Depth-focused monitoring probe featuring a 90cm Drill & Drop TriSCAN sensor tracking multi-layer water, temperature, and salinity. Communicates over industrial wired RS232 Modbus networks to update master farm loggers. Supplied with cable. | Yes | N/A | N/A | Eligible Bundle | Itemised component breakdown required and must be provided when the claim is lodged, in accordance with the Grant Opportunity Guidelines. | N/A
4814 | 1475367 | ICI Industries Pty Ltd | 00658 Drill & Drop, 60cm TriSCAN, Bluetooth + 1 year IrriMAX Plan | 1447.86 | Mid-depth ag-tech tracking probe including a 60cm Drill & Drop TriSCAN sensor monitoring soil water, temperature, and volumetric ion profiles. Utilizes Bluetooth for close-range logging. Packaged with a 1-year IrriMAX subscription. | Yes | Yes, Training online, and via Sentek authorised dealers, and self-train via User Manuals | Yes, Training online, and via Sentek authorised dealers, and self-train via User Manuals | Partially Eligible Bundle | Itemised component breakdown required and must be provided when the claim is lodged, in accordance with the Grant Opportunity Guidelines. Funding will only be assessed against eligible components. | Drill & Drop, TriSCAN
4357 | 1475367 | ICI Industries Pty Ltd | 74715-000014 GS One G2 Ext.Panel Pv 5.5W | 1406 | Standalone solar powered cellular cloud connected data collection platform for digital, analogue and Serial type sensors | YES following the manual | Yes | We have a trained and certificated team, with full hydraulic and electrical installation capabilities. | Eligible | Eligible for rebate funding. | N/A
4365 | 1475367 | ICI Industries Pty Ltd | 74730-000013 Soil Moisture Netacap BP 3/30cm | 1374 | 30cm GS One/RadioNet Capacitance probes to measure soil moisture and temperature | YES following the manual | Yes | We have a trained and certificated team, with full hydraulic and electrical installation capabilities. | Eligible | Eligible for rebate funding. | N/A
4265 | 1475367 | ICI Industries Pty Ltd | Implexx Sap Flow Sensor Gen 2 with 30mm long probes. Heat pulse velocity sensor for sap flow and stem water content. Stainless steel sleeves included (pack of 9). SDI-12 output. 5m cable. | 1337 | Plant Growth Sensor - connects to Telemetry Kit | Not intedend for self install | No | Experienced staff with supplier provided training or supplier technical assistance will install the equipment. | Eligible | Eligible for rebate funding. | N/A
4752 | 1475367 | ICI Industries Pty Ltd | 05779 WiFi Link+ 10cm BT TriSCAN probe + 3 years IrriMAX | 1334.52 | Short-range smart ag kit featuring a specialized Wi-Fi Link receiver paired with a compact 10cm Bluetooth TriSCAN probe tracking moisture, salinity, and temp. Relays data directly across farm Wi-Fi. Includes 3 years of IrriMAX. | Yes | Yes, Training online, and via Sentek authorised dealers, and self-train via User Manuals | Yes, Training online, and via Sentek authorised dealers, and self-train via User Manuals | Eligible Bundle | Itemised component breakdown required and must be provided when the claim is lodged, in accordance with the Grant Opportunity Guidelines. | N/A
4372 | 1475367 | ICI Industries Pty Ltd | 74730-000038 Multi-Parameter Sensor WET150-Delta T | 1250 | GS One single site soil, moisture ,temperature and bulk EC sensor | No Technical training required | Yes | We have a trained and certificated team, with full hydraulic and electrical installation capabilities. | Eligible | Eligible for rebate funding. | N/A
4823 | 1475367 | ICI Industries Pty Ltd | 00919 Drill & Drop, 90cm Moist&Temp, SDI-12 | 1185 | Deep soil profiling instrument providing a 90cm Drill & Drop moisture and temperature profile probe. Outfitted with an integrated standard SDI-12 protocol line to enable direct wire connections to external ag loggers. (Requires logger). | Yes | N/A | N/A | Eligible Bundle | Itemised component breakdown required and must be provided when the claim is lodged, in accordance with the Grant Opportunity Guidelines. | N/A
4830 | 1475367 | ICI Industries Pty Ltd | 00914 Drill & Drop, 90cm Moisture+Temp , RS485 Modbus (W. S Cable) | 1185 | Crop tracking deployment probe featuring a deep 90cm Drill & Drop moisture and temperature continuous soil profiling array. Outfitted with an industrial-grade RS485 Modbus wired interface to communicate with farm logs. Supplied with cable. | Yes | N/A | N/A | Eligible Bundle | Itemised component breakdown required and must be provided when the claim is lodged, in accordance with the Grant Opportunity Guidelines. | N/A
4838 | 1475367 | ICI Industries Pty Ltd | 00905 Drill & Drop, 90cm Moisture+Temp , RS232 Modbus (W. S Cable) | 1185 | Field instrumentation probe featuring a deep 90cm Drill & Drop soil moisture and temperature continuous profiling sensor. Employs a wired RS232 Modbus digital serial standard interface to sync into farm telemetry. Supplied with connecting cable. | Yes | N/A | N/A | Eligible Bundle | Itemised component breakdown required and must be provided when the claim is lodged, in accordance with the Grant Opportunity Guidelines. | N/A
4756 | 1475367 | ICI Industries Pty Ltd | 05778 WiFi Link+ 10cm BT Moisture probe + 3 years IrriMAX | 1181.2 | Shallow root crop monitoring kit featuring a Wi-Fi Link gateway paired with a 10cm Bluetooth moisture and temp probe. Telemetry is sent securely over the local Wi-Fi network. Includes a 3-year access license for IrriMAX software platforms. | Yes | Yes, Training online, and via Sentek authorised dealers, and self-train via User Manuals | Yes, Training online, and via Sentek authorised dealers, and self-train via User Manuals | Partially Eligible Bundle | Itemised component breakdown required and must be provided when the claim is lodged, in accordance with the Grant Opportunity Guidelines. Funding will only be assessed against eligible components. | WiFi Link, probe
4204 | 1475367 | ICI Industries Pty Ltd | EnviroPro Sub Surface 40S Moisture, Temp, Salinity Probe | 1140 | Soil Mositure Probe - connects by cable to Telemetry Kit | Not intedend for self install | No | Experienced staff with supplier provided training or supplier technical assistance will install the equipment. | Eligible | Eligible for rebate funding. | N/A
4239 | 1475367 | ICI Industries Pty Ltd | Temperature, relative humidity, vapour pressure deficit, barometric sensor, SDI-12 output, 5m cable, with radiation shield | 1140 | Weather Parameter Sensor - connects to Telemetry Kit | Not intedend for self install | No | Experienced staff with supplier provided training or supplier technical assistance will install the equipment. | Eligible | Eligible for rebate funding. | N/A
4820 | 1475367 | ICI Industries Pty Ltd | 00670 Drill & Drop, 60cm TriSCAN, SDI-12 | 1116 | Subsurface soil profiling tool featuring a 60cm Drill & Drop TriSCAN multi-sensor array tracking moisture, temp, and salinity layers. Employs a standard SDI-12 wired protocol for connection to third-party ag hardware. (Requires logger). | Yes | Yes, Training online, and via Sentek authorised dealers, and self-train via User Manuals | Yes, Training online, and via Sentek authorised dealers, and self-train via User Manuals | Eligible | Eligible for rebate funding. | N/A
4829 | 1475367 | ICI Industries Pty Ltd | 00664 Drill & Drop, 60cm TriSCAN , RS485 Modbus (W. S Cable) | 1116 | Subsurface agricultural instrument probe providing a 60cm Drill & Drop TriSCAN sensor evaluating mid-depth moisture, temp, and salt lines. Incorporates a wired industrial RS485 Modbus terminal protocol. Supplied with connecting cable. | Yes | N/A | N/A | Eligible Bundle | Itemised component breakdown required and must be provided when the claim is lodged, in accordance with the Grant Opportunity Guidelines. | N/A
4837 | 1475367 | ICI Industries Pty Ltd | 00655 Drill & Drop, 60cm TriSCAN, RS232 Modbus (W. S Cable) | 1116 | Connected agricultural tool offering a 60cm Drill & Drop TriSCAN profile sensor tracking moisture, temp, and salt lines. Integrates into industrial farm telemetry grids via an industrial RS232 Modbus serial wire protocol. Includes cable. | Yes | N/A | N/A | Eligible Bundle | Itemised component breakdown required and must be provided when the claim is lodged, in accordance with the Grant Opportunity Guidelines. | N/A
4203 | 1475367 | ICI Industries Pty Ltd | AquaCheck Sub Surface 120cm Probe with 5m cable | 1088 | Soil Mositure Probe - connects by cable to Telemetry Kit | Not intedend for self install | No | Experienced staff with supplier provided training or supplier technical assistance will install the equipment. | Eligible | Eligible for rebate funding. | N/A
4202 | 1475367 | ICI Industries Pty Ltd | AquaCheck Sub Surface 100cm Probe with 5m cable | 1067 | Soil Mositure Probe - connects by cable to Telemetry Kit | Not intedend for self install | No | Experienced staff with supplier provided training or supplier technical assistance will install the equipment. | Eligible | Eligible for rebate funding. | N/A
4201 | 1475367 | ICI Industries Pty Ltd | AquaCheck Sub Surface 80cm Probe with 5m cable | 1057 | Soil Mositure Probe - connects by cable to Telemetry Kit | Not intedend for self install | No | Experienced staff with supplier provided training or supplier technical assistance will install the equipment. | Eligible | Eligible for rebate funding. | N/A
4813 | 1475367 | ICI Industries Pty Ltd | 00358 Drill & Drop, 30cm TriSCAN, Bluetooth + 1 year IrriMAX Plan | 1055.71 | Wireless soil probe featuring a 30cm Drill & Drop TriSCAN sensor array tracking moisture, temperature, and salinity layers. Employs low-power Bluetooth for local telemetry extraction. Packaged with a 1-year IrriMAX software license. | Yes | Yes, Training online, and via Sentek authorised dealers, and self-train via User Manuals | Yes, Training online, and via Sentek authorised dealers, and self-train via User Manuals | Partially Eligible Bundle | Itemised component breakdown required and must be provided when the claim is lodged, in accordance with the Grant Opportunity Guidelines. Funding will only be assessed against eligible components. | Drill & Drop, TriSCAN
4364 | 1475367 | ICI Industries Pty Ltd | 74730-000002 Tens.MS -60/24-Irrometer | 1044 | GS One 60cm analogue Tensiometer | YES following the manual | Yes | We have a trained and certificated team, with full hydraulic and electrical installation capabilities. | Eligible | Eligible for rebate funding. | N/A
4200 | 1475367 | ICI Industries Pty Ltd | AquaCheck Sub Surface 60cm Probe with 5m cable | 1030 | Soil Mositure Probe - connects by cable to Telemetry Kit | Not intedend for self install | No | Experienced staff with supplier provided training or supplier technical assistance will install the equipment. | Eligible | Eligible for rebate funding. | N/A
4363 | 1475367 | ICI Industries Pty Ltd | 74730-000001 Tens.MS -30/12-Irrometer | 1001 | GS One 30cm analogue Tensiometer | YES following the manual | Yes | We have a trained and certificated team, with full hydraulic and electrical installation capabilities. | Eligible | Eligible for rebate funding. | N/A
4371 | 1475367 | ICI Industries Pty Ltd | 74730-000010 Soil Moisture SM150T- DeltaT | 1001 | GS One single site soil moisture and temperature sensor | No Technical training required | Yes | We have a trained and certificated team, with full hydraulic and electrical installation capabilities. | Eligible | Eligible for rebate funding. | N/A
4259 | 1475367 | ICI Industries Pty Ltd | LT-1 Leaf Temperature Sensor | 1000 | Weather Parameter Sensor - connects to Telemetry Kit | Not intedend for self install | No | Experienced staff with supplier provided training or supplier technical assistance will install the equipment. | Eligible | Eligible for rebate funding. | N/A
4186 | 1475367 | ICI Industries Pty Ltd | 9 Port Logger Board with 1 Output | 985 | Input Expansion Module | Not intedend for self install | No | Experienced staff with supplier provided training or supplier technical assistance will install the equipment. | Eligible | Eligible for rebate funding. | N/A
4199 | 1475367 | ICI Industries Pty Ltd | AquaCheck Sub-Surface 40cm Probe with 5m cable | 924 | Soil Mositure Probe - connects by cable to Telemetry Kit | Not intedend for self install | No | Experienced staff with supplier provided training or supplier technical assistance will install the equipment. | Eligible | Eligible for rebate funding. | N/A
4821 | 1475367 | ICI Industries Pty Ltd | 00620 Drill & Drop, 60cm Moist&Temp, SDI-12 | 903.11 | Agricultural agronomy instrument featuring a 60cm Drill & Drop moisture and temperature multi-sensor soil profile probe. Designed to link directly into on-farm telemetry grids via standard SDI-12 communications wiring. (Requires logger). | Yes | N/A | N/A | Eligible Bundle | Itemised component breakdown required and must be provided when the claim is lodged, in accordance with the Grant Opportunity Guidelines. | N/A
4828 | 1475367 | ICI Industries Pty Ltd | 00614 Drill & Drop, 60cm Moisture+Temp , RS485 Modbus (W. S Cable) | 890 | Professional ag-tech soil instrument featuring a 60cm Drill & Drop moisture and temperature profiling probe. Interfaced directly with industrial telemetry setups via wired RS485 Modbus digital communications. Supplied with a link cable. | Yes | N/A | N/A | Eligible Bundle | Itemised component breakdown required and must be provided when the claim is lodged, in accordance with the Grant Opportunity Guidelines. | N/A
4836 | 1475367 | ICI Industries Pty Ltd | 00605 Drill & Drop, 60cm Moisture+Temp , RS232 Modbus (W. S Cable) | 890 | Wireless-ready sensor instrument featuring a 60cm Drill & Drop moisture and temperature profiling probe. Engineered to connect with external farm logging nodes via wired RS232 Modbus serial digital communications. Supplied with connecting cable. | Yes | N/A | N/A | Eligible Bundle | Itemised component breakdown required and must be provided when the claim is lodged, in accordance with the Grant Opportunity Guidelines. | N/A
4264 | 1475367 | ICI Industries Pty Ltd | Soil water potential and temperature sensor, calibrated, SDI-12 output, 5m cable. | 875 | Soil Mositure Probe - connects by cable to Telemetry Kit | Not intedend for self install | No | Experienced staff with supplier provided training or supplier technical assistance will install the equipment. | Eligible | Eligible for rebate funding. | N/A
4358 | 1475367 | ICI Industries Pty Ltd | 74320-000001 Stand Alone Rain Collector-Pronamic | 866 | GS One digital rain gauge | YES following the manual | No | <not provided> | Eligible | Eligible for rebate funding. | N/A
4260 | 1475367 | ICI Industries Pty Ltd | TDR-315H Sensor - Volumetric Water Content, Temperature & EC | 850 | Soil Mositure Probe - connects by cable to Telemetry Kit | Not intedend for self install | No | Experienced staff with supplier provided training or supplier technical assistance will install the equipment. | Eligible | Eligible for rebate funding. | N/A
4261 | 1475367 | ICI Industries Pty Ltd | TDR-310W Sensor - Volumetric Water Content, Temperature & EC | 850 | Soil Mositure Probe - connects by cable to Telemetry Kit | Not intedend for self install | No | Experienced staff with supplier provided training or supplier technical assistance will install the equipment. | Eligible | Eligible for rebate funding. | N/A
4262 | 1475367 | ICI Industries Pty Ltd | TDR-305N Sensor - Volumetric Water Content, Temperature & EC | 850 | Soil Mositure Probe - connects by cable to Telemetry Kit | Not intedend for self install | No | Experienced staff with supplier provided training or supplier technical assistance will install the equipment. | Eligible | Eligible for rebate funding. | N/A
4263 | 1475367 | ICI Industries Pty Ltd | Soil water content, temperature & EC sensor, SDI-12 output, 5m cable | 825 | Soil Mositure Probe - connects by cable to Telemetry Kit | Not intedend for self install | No | Experienced staff with supplier provided training or supplier technical assistance will install the equipment. | Eligible | Eligible for rebate funding. | N/A
4685 | 1475367 | ICI Industries Pty Ltd | 9364928 - Valley Wind Speed Sensor | 797.68 | Wind speed sensor for Valley pivot systems. | No Technical training required | Yes | We have a trained and certificated team, with full hydraulic and electrical installation capabilities. | Eligible | Eligible for rebate funding. | N/A
4818 | 1475367 | ICI Industries Pty Ltd | 00370 Drill & Drop, 30cm TriSCAN, SDI-12 | 748.13 | Multi-sensor agronomy probe offering a 30cm Drill & Drop TriSCAN profile sensor for water, temperature, and salt logging. Integrates into broader systems using an industry-standard SDI-12 digital communications interface. (Requires logger). | Yes | Yes, Training online, and via Sentek authorised dealers, and self-train via User Manuals | Yes, Training online, and via Sentek authorised dealers, and self-train via User Manuals | Eligible | Eligible for rebate funding. | N/A
4827 | 1475367 | ICI Industries Pty Ltd | 00364 Drill & Drop, 30cm TriSCAN , RS485 Modbus (W. S Cable) | 748.13 | Subsurface profile probe providing a 30cm Drill & Drop TriSCAN multi-sensor array tracking moisture, temp, and salinity. Employs a rugged RS485 Modbus protocol for seamless integration into farm logging controllers. Supplied with connecting cable. | Yes | N/A | N/A | Eligible Bundle | Itemised component breakdown required and must be provided when the claim is lodged, in accordance with the Grant Opportunity Guidelines. | N/A
4835 | 1475367 | ICI Industries Pty Ltd | 00355 Drill & Drop, 30cm TriSCAN, RS232 Modbus (W. S Cable) | 748.13 | Smart ag-tech sensor probe providing a 30cm Drill & Drop TriSCAN multisensor tracker evaluating water, temperature, and salinity levels. Integrates into broader systems using an RS232 Modbus serial wired interface. Supplied with connecting cable. | Yes | N/A | N/A | Eligible Bundle | Itemised component breakdown required and must be provided when the claim is lodged, in accordance with the Grant Opportunity Guidelines. | N/A
4389 | 1475367 | ICI Industries Pty Ltd | 70240-005700 Fert Meter, SF, 20mm (3/4") with 0.1 L Pulse Output (70-300 L/hr) | 741 | 20mm Fertiliser meter with chemical resistant body and pulsed digital output for 0.1 litre | Yes | No | <not provided> | Eligible | Eligible for rebate funding. | N/A
4390 | 1475367 | ICI Industries Pty Ltd | 70240-005720 Fert Meter, SF, 20mm (3/4") with 1 L Pulse Output (70-300 L/hr) | 741 | 20mm Fertiliser meter with chemical resistant body and pulsed digital output for 0.1 litre | Yes | No | <not provided> | Eligible | Eligible for rebate funding. | N/A
4353 | 1475367 | ICI Industries Pty Ltd | 74703-000002 Temp & Humidity with Vent Sensor for GS Max | 737 | Temperature and Humidy sensor wired direct to the GS MAX or to a RadioNet DCP unit. | No Technical training required | Yes | We have a trained and certificated team, with full hydraulic and electrical installation capabilities. | Eligible | Eligible for rebate funding. | N/A
4198 | 1475367 | ICI Industries Pty Ltd | AquaCheck Sub-Surface 20cm Probe with 5m cable | 685 | Soil Mositure Probe - connects by cable to Telemetry Kit | Not intedend for self install | No | Experienced staff with supplier provided training or supplier technical assistance will install the equipment. | Eligible | Eligible for rebate funding. | N/A
4682 | 1475367 | ICI Industries Pty Ltd | 9364930 - Valley Leaf Wetness Sensor | 681.95 | Leaf wetness sensor for Valley pivot systems. | No Technical training required | Yes | We have a trained and certificated team, with full hydraulic and electrical installation capabilities. | Eligible | Eligible for rebate funding. | N/A
4819 | 1475367 | ICI Industries Pty Ltd | 00320 Drill & Drop, 30cm Moist&Temp, SDI-12 | 598.5 | Field instrumentation probe featuring a 30cm Drill & Drop soil moisture and temperature profiling sensor array. Built with a specialized SDI-12 wire interface to facilitate connectivity into automated farm logging hubs. (Requires logger). | Yes | Yes, Training online, and via Sentek authorised dealers, and self-train via User Manuals | Yes, Training online, and via Sentek authorised dealers, and self-train via User Manuals | Eligible Bundle | Itemised component breakdown required and must be provided when the claim is lodged, in accordance with the Grant Opportunity Guidelines. | N/A
4826 | 1475367 | ICI Industries Pty Ltd | 00314 Drill & Drop, 30cm Moisture+Temp , RS485 Modbus (W. S Cable) | 598.5 | Agricultural monitoring probe featuring a 30cm Drill & Drop moisture and temperature sensor array. Connects into farm automation systems using an RS485 Modbus digital wired interface profile. Supplied with sensor cable. (Requires logger). | Yes | N/A | N/A | Eligible Bundle | Itemised component breakdown required and must be provided when the claim is lodged, in accordance with the Grant Opportunity Guidelines. | N/A
4834 | 1475367 | ICI Industries Pty Ltd | 00305 Drill & Drop, 30cm Moisture+Temp , RS232 Modbus (W. S Cable) | 598.5 | Soil status profile probe providing a 30cm Drill & Drop moisture and temperature profiling array. Utilizes a wired RS232 Modbus digital communications protocol interface to connect into third-party telemetry devices. Supplied with connecting cable. | Yes | N/A | N/A | Eligible Bundle | Itemised component breakdown required and must be provided when the claim is lodged, in accordance with the Grant Opportunity Guidelines. | N/A
4232 | 1475367 | ICI Industries Pty Ltd | Solar Radiation Sensor | 495 | Weather Parameter Sensor - connects to Telemetry Kit | Not intedend for self install | No | Experienced staff with supplier provided training or supplier technical assistance will install the equipment. | Eligible | Eligible for rebate funding. | N/A
4233 | 1475367 | ICI Industries Pty Ltd | Anemometer | 495 | Weather Parameter Sensor - connects to Telemetry Kit | Not intedend for self install | No | Experienced staff with supplier provided training or supplier technical assistance will install the equipment. | Eligible | Eligible for rebate funding. | N/A
4812 | 1475367 | ICI Industries Pty Ltd | 00170 Drill & Drop, Single Point 10cm TriSCAN, Bluetooth + 1 year IrriMAX Plan | 493.09 | Compact agronomic instrument containing a single point 10cm Drill & Drop TriSCAN probe tracking water, temp, and salt. Uses integrated Bluetooth technology for wireless logging. Outfitted with a 1-year analytical IrriMAX subscription. | Yes | Yes, Training online, and via Sentek authorised dealers, and self-train via User Manuals | Yes, Training online, and via Sentek authorised dealers, and self-train via User Manuals | Partially Eligible Bundle | Itemised component breakdown required and must be provided when the claim is lodged, in accordance with the Grant Opportunity Guidelines. Funding will only be assessed against eligible components. | Drill & Drop, TriSCAN
4348 | 1475367 | ICI Industries Pty Ltd | 74360-000004 pH sensor, ABB, APS 110, for AWT420 | 493 | pH sensor probe one per transmitter | Yes | No | <not provided> | Eligible | Eligible for rebate funding. | N/A
4355 | 1475367 | ICI Industries Pty Ltd | 00035-000500 P/Tducer 4-20mA 0-10 Bar SS 1/4" M12 | 462 | Pressure sensor analogue used on the mainline or field valve for monitoring | Yes | No | <not provided> | Eligible | Eligible for rebate funding. | N/A
4238 | 1475367 | ICI Industries Pty Ltd | Temperature and Humidity Sensor | 397 | Weather Parameter Sensor - connects to Telemetry Kit | Not intedend for self install | No | Experienced staff with supplier provided training or supplier technical assistance will install the equipment. | Eligible | Eligible for rebate funding. | N/A
4347 | 1475367 | ICI Industries Pty Ltd | 74360-000005 EC sensor, ABB, CS 150, for AWT420 | 385 | EC sensor probe one per transmitter | Yes | No | <not provided> | Eligible | Eligible for rebate funding. | N/A
4250 | 1475367 | ICI Industries Pty Ltd | Vacuum Pressure Transmitter 0-15PSI Absolute | 364 | Water Pressure Sensor - connects to Telemetry Kit | Not intedend for self install | No | Experienced staff with supplier provided training or supplier technical assistance will install the equipment. | Eligible | Eligible for rebate funding. | N/A
4237 | 1475367 | ICI Industries Pty Ltd | Hi Resolution Temp Sensor | 345 | Weather Parameter Sensor - connects to Telemetry Kit | Not intedend for self install | No | Experienced staff with supplier provided training or supplier technical assistance will install the equipment. | Eligible | Eligible for rebate funding. | N/A
4234 | 1475367 | ICI Industries Pty Ltd | Rain Bucket | 330 | Weather Parameter Sensor - connects to Telemetry Kit | Not intedend for self install | No | Experienced staff with supplier provided training or supplier technical assistance will install the equipment. | Eligible | Eligible for rebate funding. | N/A
4817 | 1475367 | ICI Industries Pty Ltd | 00150 Single Point (10cm) Sensor, TriSCAN, SDI-12 (Side) | 323.3 | Specialized instrument component offering a single point 10cm TriSCAN probe measuring soil moisture, temp, and salinity. Features an industry-standard SDI-12 digital interface for external dataloggers. (Requires external telemetry device). | Yes | Yes, Training online, and via Sentek authorised dealers, and self-train via User Manuals | Yes, Training online, and via Sentek authorised dealers, and self-train via User Manuals | Eligible | Eligible for rebate funding. | N/A
4251 | 1475367 | ICI Industries Pty Ltd | Leaf Wetness Sensor | 305 | Weather Parameter Sensor - connects to Telemetry Kit | Not intedend for self install | No | Experienced staff with supplier provided training or supplier technical assistance will install the equipment. | Eligible | Eligible for rebate funding. | N/A
4248 | 1475367 | ICI Industries Pty Ltd | Pressure Transmitter 0-6 Bar (87 PSI) with 9ft of cable prewired (indent) | 258 | Water Pressure Sensor - connects to Telemetry Kit | Not intedend for self install | No | Experienced staff with supplier provided training or supplier technical assistance will install the equipment. | Eligible | Eligible for rebate funding. | N/A
4249 | 1475367 | ICI Industries Pty Ltd | Pressure Transmitter 0-10 Bar (145 PSI) with 9ft of cable prewired (indent) | 258 | Water Pressure Sensor - connects to Telemetry Kit | Not intedend for self install | No | Experienced staff with supplier provided training or supplier technical assistance will install the equipment. | Eligible | Eligible for rebate funding. | N/A
4246 | 1475367 | ICI Industries Pty Ltd | Pressure Transmitter 0-6 Bar (87 PSI) with 3ft of cable prewired (indent) | 247 | Water Pressure Sensor - connects to Telemetry Kit | Not intedend for self install | No | Experienced staff with supplier provided training or supplier technical assistance will install the equipment. | Eligible | Eligible for rebate funding. | N/A
4247 | 1475367 | ICI Industries Pty Ltd | Pressure Transmitter 0-10 Bar (145 PSI) with 3ft of cable prewired (indent) | 247 | Water Pressure Sensor - connects to Telemetry Kit | Not intedend for self install | No | Experienced staff with supplier provided training or supplier technical assistance will install the equipment. | Eligible | Eligible for rebate funding. | N/A
4240 | 1475367 | ICI Industries Pty Ltd | Pressure Transmitter 0-0.5 Bar (7 PSI) (External Tank Level Sensor) | 236 | Water Pressure Sensor - connects to Telemetry Kit | Not intedend for self install | No | Experienced staff with supplier provided training or supplier technical assistance will install the equipment. | Eligible | Eligible for rebate funding. | N/A
4241 | 1475367 | ICI Industries Pty Ltd | Pressure Transmitter 0-2.5 Bar (36 PSI) | 236 | Water Pressure Sensor - connects to Telemetry Kit | Not intedend for self install | No | Experienced staff with supplier provided training or supplier technical assistance will install the equipment. | Eligible | Eligible for rebate funding. | N/A
4242 | 1475367 | ICI Industries Pty Ltd | Pressure Transmitter 0-6 Bar (87 PSI) | 236 | Water Pressure Sensor - connects to Telemetry Kit | Not intedend for self install | No | Experienced staff with supplier provided training or supplier technical assistance will install the equipment. | Eligible | Eligible for rebate funding. | N/A
4243 | 1475367 | ICI Industries Pty Ltd | Pressure Transmitter 0-10 Bar (145 PSI) | 236 | Water Pressure Sensor - connects to Telemetry Kit | Not intedend for self install | No | Experienced staff with supplier provided training or supplier technical assistance will install the equipment. | Eligible | Eligible for rebate funding. | N/A
4244 | 1475367 | ICI Industries Pty Ltd | Pressure Transmitter 0-16 Bar (230 PSI) | 236 | Water Pressure Sensor - connects to Telemetry Kit | Not intedend for self install | No | Experienced staff with supplier provided training or supplier technical assistance will install the equipment. | Eligible | Eligible for rebate funding. | N/A
4245 | 1475367 | ICI Industries Pty Ltd | Pressure Transmitter 0-25 Bar (350 PSI) | 236 | Water Pressure Sensor - connects to Telemetry Kit | Not intedend for self install | No | Experienced staff with supplier provided training or supplier technical assistance will install the equipment. | Eligible | Eligible for rebate funding. | N/A
4362 | 1475367 | ICI Industries Pty Ltd | 74320-000006 0-10 Bar Pressure Sensor Irrig.Monitor | 189 | GS One analogue pressure sensor 0-10 bar for sensing irrigation system pressure | YES following the manual | No | <not provided> | Eligible | Eligible for rebate funding. | N/A
4359 | 1475367 | ICI Industries Pty Ltd | 74320-000002 0.5 Bar pressure switch irrig.monitor | 60 | GS One digital pressure switch 0.5bar for sensing irrigation lateral operation | YES following the manual | No | <not provided> | Eligible | Eligible for rebate funding. | N/A
4360 | 1475367 | ICI Industries Pty Ltd | 74320-000003 1.5 Bar pressure switch irrig.monitor | 60 | GS One digital pressure switch 1.5bar for sensing irrigation lateral operation | YES following the manual | No | <not provided> | Eligible | Eligible for rebate funding. | N/A
4361 | 1475367 | ICI Industries Pty Ltd | 74320-000005 1.0 Bar Pressure Switch Irrig.Monitor | 60 | GS One digital pressure switch 1.0bar for sensing irrigation lateral operation | YES following the manual | No | <not provided> | Eligible | Eligible for rebate funding. | N/A
4208 | 1475367 | ICI Industries Pty Ltd | Level Shift Board - use with EnviroPro for extended cable runs | 37 | Adaptor Board for existing probes to connect to Telemetry Kits | Not intedend for self install | No | Experienced staff with supplier provided training or supplier technical assistance will install the equipment. | Eligible | Eligible for rebate funding. | N/A
2061 | 1474681 | Inform Engineering Pty Ltd | GrowData Track Yield - IoT Harvest Cart Yield Upgrade Kit | 38999 | One off hardware fee - Upgrade kit for harvest cart, includes loadcell kits, all steelwork, axel kits etc. Includes install and commissioning. Excludes freight of kit to site and travel + accommodation costs. | No | Yes | Engineering installation of hardware and onsite commissioning required (included in the price). | Partially Eligible Bundle | Itemised component breakdown required and must be provided when the claim is lodged, in accordance with the Grant Opportunity Guidelines. Funding will only be assessed against eligible components. | Upgrade kit
2063 | 1474681 | Inform Engineering Pty Ltd | GrowData Irrigate - IoT Pressure Sensor Kit | 4850 | Includes base station, 10x pressure sensors, dashboard creation and all LoRaWAN connectivity - Includes install, set up and training - Excludes travel, accom and freight - Annual price based on 36 month minimum commitment | No | Yes | Engineering installation of hardware and onsite commissioning required (included in the price). | Partially Eligible Bundle | Itemised component breakdown required and must be provided when the claim is lodged, in accordance with the Grant Opportunity Guidelines. Funding will only be assessed against eligible components. | base station, 10x pressure sensors
2064 | 1474681 | Inform Engineering Pty Ltd | GrowData Irrigate - IoT Pressure Sensor Expansion Kit | 3650 | Additional hardware to support the remote pressure monitoring of 10x additional valve locations - Annual price based on 36 month minimum commitment | No | Yes | Engineering installation of hardware and onsite commissioning required (included in the price). | Partially Eligible Bundle | Itemised component breakdown required and must be provided when the claim is lodged, in accordance with the Grant Opportunity Guidelines. Funding will only be assessed against eligible components. | hardware to support the remote pressure monitoring of 10x additional valve
2070 | 1474681 | Inform Engineering Pty Ltd | GrowData Irrigate - Davis Weather VP2 ISS Station + Weather Link Live USB | 2250 | For use with IoT Data Logger, In Field Valve Control System and Pressure Sensor Kit. Excludes delivery and installation. | No | Yes | Technical IT set up required and training/onboarding - Provided either remotely or onsite / in-person - Onsite / in-person attracts additional travel costs. | Eligible | Eligible for rebate funding. | N/A
2065 | 1474681 | Inform Engineering Pty Ltd | GrowData Irrigate - IoT Data Logger Kit | 2065 | Base station. Includes installation excludes freight, installation materials (post, concrete, fastners & other consumables) and travel + accom. | No | Yes | Engineering installation of hardware and onsite commissioning required (included in the price). | Partially Eligible Bundle | Itemised component breakdown required and must be provided when the claim is lodged, in accordance with the Grant Opportunity Guidelines. Funding will only be assessed against eligible components. | Base station
2069 | 1474681 | Inform Engineering Pty Ltd | GrowData Irrigate - Plug in Stem Dendrometer | 1179 | Stem Dendrometer. 0 to 5 mm stroke range. Fits stem from 0.5 to 2.5 cm in diameter. SDI-12 output. 5m cable. For use with IoT Data Logger. | No | Yes | Technical IT set up required and training/onboarding - Provided either remotely or onsite / in-person - Onsite / in-person attracts additional travel costs. | Eligible | Eligible for rebate funding. | N/A
2068 | 1474681 | Inform Engineering Pty Ltd | GrowData Irrigate - Plug in Implexx Sap Flow Sensor Gen 2 with 30mm long probes | 938 | Implexx Sap Flow Sensor Gen 2 with 30mm long probes. Heat pulse velocity sensor for sap flow and stem water content. Stainless steel sleeves included (pack of 9). SDI-12 output. 5m cable. For use with IoT Data Logger. | No | Yes | Technical IT set up required and training/onboarding - Provided either remotely or onsite / in-person - Onsite / in-person attracts additional travel costs. | Eligible | Eligible for rebate funding. | N/A
2067 | 1474681 | Inform Engineering Pty Ltd | GrowData Irrigate - Plug in Teros 22 Soil Water Potential & Temperature Sensor | 614 | Soil water potential and temperature sensor. SDI-12 output. 5m cable for use with IoT Data Logger. | No | Yes | Technical IT set up required and training/onboarding - Provided either remotely or onsite / in-person - Onsite / in-person attracts additional travel costs. | Eligible | Eligible for rebate funding. | N/A
8669 | 1475194 | Infrastructure Logic Pty Ltd | Senso8 Environmental Sensor in Weatherproof Enclosure | 1840 | Temperature, humidity, gases(CO, NO2) and particle matter (PM 2.5), and noise monitoring. Device inside weatherproof enclosure. | Yes | Yes | 1 hour online training + user manuel, or provide paid configuration services. Optional onsites installation services. | Eligible | Eligible for rebate funding. | N/A
8667 | 1475194 | Infrastructure Logic Pty Ltd | SenseCAP S700 7-in-1 Compact Weather Sensor Modbus RS485 | 1495 | Measures air temperature, relative humidity, barometric pressure, light intensity, precipitation intensity, wind speed and wind direction. Sensecap LoRaWAN 4G Gateway is required. | Yes | Yes | 1 hour online training + user manuel, or provide paid configuration services. Optional onsites installation services. | Eligible | Eligible for rebate funding. | N/A
8668 | 1475194 | Infrastructure Logic Pty Ltd | SenseCAP LoRaWAN Gateway Industrial Outdoor AU915MHz with Cellular 4G | 805 | LoRaWAN and RS485 Modbus Hub for S700 Weather Station | Yes | Yes | 1 hour online training + user manuel, or provide paid configuration services. Optional onsites installation services. | Eligible | Eligible for rebate funding. | N/A
8666 | 1475194 | Infrastructure Logic Pty Ltd | SenseCAP S2120 LoRaWAN Weather Station 8 sensors | 575 | 8-in-1 Weather Station: collect and upload air temperature, humidity, wind speed/direction, rainfall, light intensity, UV index, and barometric pressure data via LoRaWAN | Yes | Yes | 1 hour online training + user manuel, or provide paid configuration services. Optional onsites installation services. | Eligible | Eligible for rebate funding. | N/A
10542 | 1474933 | IQFLOW Pty Ltd | Milesight WTS Series LoRaWAN Wireless Multi Sensor Weather Station WTS506 Model | 4399 | Milesight all inclusive LoRaWAN Weather Station, 6-in-1 Weather Sensor + Solar Panel + LoRaWAN Controller (with Solar Rechargeable Battery included). It measures Temperature, humidity, wind speed, wind direction, barometric pressure, rainfall | Yes | No | IQFLOW Support team provides any instructions or training required for the device installation | Partially Eligible Bundle | Itemised component breakdown required and must be provided when the claim is lodged, in accordance with the Grant Opportunity Guidelines. Funding will only be assessed against eligible components. | Weather Station Sensor(s) Controller
10540 | 1474933 | IQFLOW Pty Ltd | SenseCAP S1000 10-in-1 Compact Weather Sensor Modbus RS485 | 1999 | S1000 10-in-1 Weather Sensor measures air temperature, relative humidity, barometric pressure, light intensity, rainfall (optical), PM2.5, PM10, wind speed, wind direction (ultrasonic), and CO2 | Yes | No | IQFLOW Support team provides any instructions or training required for the device installation | Eligible | Eligible for rebate funding. | N/A
10541 | 1474933 | IQFLOW Pty Ltd | Milesight WTS Series LoRaWAN Wireless Multi Sensor Weather Station WTS305 Model | 1950 | Milesight all inclusive LoRaWAN Weather Station, 5-in-1 Weather Sensor + Solar Panel + LoRaWAN Controller (with Solar Rechargeable Battery included). It measures Temperature, humidity, wind speed, wind direction, barometric pressure | Yes | No | IQFLOW Support team provides any instructions or training required for the device installation | Partially Eligible Bundle | Itemised component breakdown required and must be provided when the claim is lodged, in accordance with the Grant Opportunity Guidelines. Funding will only be assessed against eligible components. | Weather Station Sensor(s) Controller
10539 | 1474933 | IQFLOW Pty Ltd | SenseCAP S800 8-in-1 Compact Weather Sensor Modbus RS485 | 1399 | SenseCAP S800 8-in-1 Compact Weather Sensor measures air temperature, relative humidity, barometric pressure, wind speed, wind direction (ultrasonic), PM2.5, PM10, and noise. | Yes | No | IQFLOW Support team provides any instructions or training required for the device installation | Eligible | Eligible for rebate funding. | N/A
10538 | 1474933 | IQFLOW Pty Ltd | SenseCAP S700-C 7-in-1 Compact Weather Station (Solar Radiation & Radar Rain) RS485 | 1299 | S700-C 7-in-1 Compact Weather Sensor with pyranometer measures air temperature, relative humidity, barometric pressure, global solar radiation, sunshine duration, rain intensity (radar), wind speed, and wind direction. | Yes | No | IQFLOW Support team provides any instructions or training required for the device installation | Eligible | Eligible for rebate funding. | N/A
10537 | 1474933 | IQFLOW Pty Ltd | SenseCAP S700 7-in-1 Compact Weather Sensor Modbus RS485 | 1199 | SenseCAP S700 7-in-1 Weather Sensor measures air temperature, relative humidity, barometric pressure, light intensity, rainfall (optical), wind speed, and wind direction (ultrasonic). | Yes | No | IQFLOW Support team provides any instructions or training required for the device installation | Eligible | Eligible for rebate funding. | N/A
10536 | 1474933 | IQFLOW Pty Ltd | SenseCAP S600 6-in-1 Compact Weather Sensor Modbus RS485 | 1099 | The SenseCAP S600-A is equipped with multiple sensors measuring crucial parameters for gathering a wealth of environmental data, including air temperature, relative humidity, barometric pressure, wind speed, wind direction and light intensity. | Yes | No | IQFLOW Support team provides any instructions or training required for the device installation | Eligible | Eligible for rebate funding. | N/A
10535 | 1474933 | IQFLOW Pty Ltd | SenseCAP S500 5-in-1 Compact Weather Sensor Modbus RS485 | 999 | SenseCAP S500 5-in-1 Compact Weather Sensor measures air temperature, relative humidity, barometric pressure, wind speed, and wind direction (ultrasonic). It is ideal for application in a rough environment like agriculture. | Yes | No | IQFLOW Support team provides any instructions or training required for the device installation | Eligible | Eligible for rebate funding. | N/A
10547 | 1474933 | IQFLOW Pty Ltd | Multi-Depth Soil Moisture, Temperature and EC Sensor MODBUS RS485, 10m cable | 699 | An IP68 RS485 Multi-Depth Soil Moisture, Temperature and EC Sensor. Powerful and robust sensors can be used in soil applications such as soil monitoring and agricultural greenhouses. | Yes | No | IQFLOW Support team provides any instructions or training required for the device installation | Eligible | Eligible for rebate funding. | N/A
10548 | 1474933 | IQFLOW Pty Ltd | Milesight EM500-SMTC LoRaWAN Soil Moisture, Temperature and Electrical Conductivity Sensor | 699 | EM500-SMTC provides an external probe for receiving accurate and instantaneous information on soil moisture content, temperature, and salinity, it is an important tool for anyone involved with soil. | Yes | No | IQFLOW Support team provides any instructions or training required for the device installation | Eligible | Eligible for rebate funding. | N/A
10528 | 1474933 | IQFLOW Pty Ltd | IQFLOW Wireless Soil Temp Moisture EC Monitoring Cellular LTE Sensor Kit (4 depth probe) | 609 | Real-Time Wireless Soil Temp Moisture EC Monitoring with Cellular LTE connectivity. As part of environmental monitoring this device measure the Soil Temperature, Moisture, and EC at various depth and send all data wirelessly to IoT cloud platform dashboard. | Yes | No | IQFLOW Support team provides any instructions or training required for the device installation | Eligible | Eligible for rebate funding. | N/A
10532 | 1474933 | IQFLOW Pty Ltd | IQFLOW Wireless Soil Temp Moisture EC Monitoring LoRaWAN Sensor Kit (4 depth probe) | 579 | Real-Time Wireless Soil Temp Moisture EC Monitoring with LoRaWAN connectivity. As part of environmental monitoring this device measure the Soil Temperature, Moisture, and EC at various depth and send all data wirelessly to IoT cloud platform dashboard. | Yes | No | IQFLOW Support team provides any instructions or training required for the device installation | Eligible | Eligible for rebate funding. | N/A
10527 | 1474933 | IQFLOW Pty Ltd | IQFLOW Wireless Soil Temp Moisture EC Monitoring Cellular LTE Sensor Kit (3 depth probe) | 499 | Real-Time Wireless Soil Temp Moisture EC Monitoring with Cellular LTE connectivity. As part of environmental monitoring this device measure the Soil Temperature, Moisture, and EC at various depth and send all data wirelessly to IoT cloud platform dashboard. | Yes | No | IQFLOW Support team provides any instructions or training required for the device installation | Eligible | Eligible for rebate funding. | N/A
10534 | 1474933 | IQFLOW Pty Ltd | SenseCAP S200 Wind Speed and Direction Sensor | 499 | The SenseCAP S200 Weather Sensor is the perfect solution for measuring wind speed and direction (using ultrasonic technology) in harsh outdoor environments such as agriculture | Yes | No | IQFLOW Support team provides any instructions or training required for the device installation | Eligible | Eligible for rebate funding. | N/A
10543 | 1474933 | IQFLOW Pty Ltd | IQRG-TB-SS Industrial Rain Gauge Premium Stainless Steel Tipping Bucket Sensor Modbus RS485 | 499 | IQRG-TB-SS Rain Gauge uses a premium stainless tipping bucket to measure rainfall | Yes | No | IQFLOW Support team provides any instructions or training required for the device installation | Eligible | Eligible for rebate funding. | N/A
10533 | 1474933 | IQFLOW Pty Ltd | SenseCAP S2120 LoRaWAN Weather Station 8 sensors | 479 | Real-Time Wireless Multi-parameter Weather Station 8 sensors with LoRaWAN connectivity. As part of environmental monitoring this device measure 8 weather parameters: air temperature, humidity, wind speed/direction, rainfall, light intensity, UV index, and barometric pressure and send all data wirelessly to IoT cloud platform dashboard. | Yes | No | IQFLOW Support team provides any instructions or training required for the device installation | Eligible | Eligible for rebate funding. | N/A
10531 | 1474933 | IQFLOW Pty Ltd | IQFLOW Wireless Soil Temp Moisture EC Monitoring LoRaWAN Sensor Kit (3 depth probe) | 469 | Real-Time Wireless Soil Temp Moisture EC Monitoring with LoRaWAN connectivity. As part of environmental monitoring this device measure the Soil Temperature, Moisture, and EC at various depth and send all data wirelessly to IoT cloud platform dashboard. | Yes | No | IQFLOW Support team provides any instructions or training required for the device installation | Eligible | Eligible for rebate funding. | N/A
10549 | 1474933 | IQFLOW Pty Ltd | SenseCAP S2108 LoRaWAN Soil Moisture, Temperature and EC Sensor | 449 | A battery-powered IP66 wireless LoRaWAN soil moisture, temperature, and pore EC sensor, range from 0 ~ 100% (m³/m³), -40 ~ 80℃, and 0 to 20 ms/cm(Bulk), 0 to 32ms/cm(Pore) equipped with built-in Bluetooth and APP service for OTA configuration and remote device management. | Yes | No | IQFLOW Support team provides any instructions or training required for the device installation | Eligible | Eligible for rebate funding. | N/A
10526 | 1474933 | IQFLOW Pty Ltd | IQFLOW Wireless Soil Temp Moisture EC Monitoring Cellular LTE Sensor Kit (2 depth probe) | 389 | Real-Time Wireless Soil Temp Moisture EC Monitoring with Cellular LTE connectivity. As part of environmental monitoring this device measure the Soil Temperature, Moisture, and EC at various depth and send all data wirelessly to IoT cloud platform dashboard. | Yes | No | IQFLOW Support team provides any instructions or training required for the device installation | Eligible | Eligible for rebate funding. | N/A
10530 | 1474933 | IQFLOW Pty Ltd | IQFLOW Wireless Soil Temp Moisture EC Monitoring LoRaWAN Sensor Kit (2 depth probe) | 359 | Real-Time Wireless Soil Temp Moisture EC Monitoring with LoRaWAN connectivity. As part of environmental monitoring this device measure the Soil Temperature, Moisture, and EC at various depth and send all data wirelessly to IoT cloud platform dashboard. | Yes | No | IQFLOW Support team provides any instructions or training required for the device installation | Eligible | Eligible for rebate funding. | N/A
10545 | 1474933 | IQFLOW Pty Ltd | IQPSR Industrial Photoelectric Solar Radiation Sensor 4-20mA | 349 | The IQPSR solar radiation sensor uses the photoelectric principle to measure the total solar radiation. The radiation sensor uses a high-precision photosensitive element with wide-spectrum absorption, high absorption in the full spectrum range, and good stability. | Yes | No | IQFLOW Support team provides any instructions or training required for the device installation | Eligible | Eligible for rebate funding. | N/A
10546 | 1474933 | IQFLOW Pty Ltd | IQPAR Industrial Photosynthetically Active Radiation Sensor 4-20mA and RS485 | 299 | Photosynthetically active radiation is the radiation energy of a certain band in the solar radiation spectrum that can be absorbed, converted and used to synthesise organic matter by the plastid pigments of green plants. The sensor uses a high-precision photosensitive element with a 400nm-700nm spectrum. | Yes | No | IQFLOW Support team provides any instructions or training required for the device installation | Eligible | Eligible for rebate funding. | N/A
10525 | 1474933 | IQFLOW Pty Ltd | IQFLOW Wireless Soil Temp Moisture EC Monitoring Cellular LTE Sensor Kit (1 depth probe) | 279 | Real-Time Wireless Soil Temp Moisture EC Monitoring with Cellular LTE connectivity. As part of environmental monitoring this device measure the Soil Temperature, Moisture, and EC at various depth and send all data wirelessly to IoT cloud platform dashboard. | Yes | No | IQFLOW Support team provides any instructions or training required for the device installation | Eligible | Eligible for rebate funding. | N/A
10529 | 1474933 | IQFLOW Pty Ltd | IQFLOW Wireless Soil Temp Moisture EC Monitoring LoRaWAN Sensor Kit (1 depth probe) | 249 | Real-Time Wireless Soil Temp Moisture EC Monitoring with LoRaWAN connectivity. As part of environmental monitoring this device measure the Soil Temperature, Moisture, and EC at various depth and send all data wirelessly to IoT cloud platform dashboard. | Yes | No | IQFLOW Support team provides any instructions or training required for the device installation | Eligible | Eligible for rebate funding. | N/A
10544 | 1474933 | IQFLOW Pty Ltd | IQRG-TB Industrial Rain Gauge Tipping Bucket Sensor Modbus RS485 | 249 | IQRG-TB Rain Gauge uses a tipping bucket to detect rainfall. The tipping bucket use 3D streamline shape to make sure it works smoothly and is easy to clean. | Yes | No | IQFLOW Support team provides any instructions or training required for the device installation | Eligible | Eligible for rebate funding. | N/A
10511 | 1474933 | IQFLOW Pty Ltd | IQFLOW Wireless Water Meter Cellular LTE 19,000mAh Battery (2 Inch Pipe) | 239 | Real-Time inline water meter with cellular LTE connectivity. As part of environmental monitoring this device measure the water usage and send all data wirelessly to IoT cloud platform dashboard. | Yes | No | IQFLOW Support team provides any instructions or training required for the device installation | Eligible | Eligible for rebate funding. | N/A
10510 | 1474933 | IQFLOW Pty Ltd | IQFLOW Wireless Water Meter Cellular LTE 19,000mAh Battery (1 Inch Pipe) | 209 | Real-Time inline water meter with cellular LTE connectivity. As part of environmental monitoring this device measure the water usage and send all data wirelessly to IoT cloud platform dashboard. | Yes | No | IQFLOW Support team provides any instructions or training required for the device installation | Eligible | Eligible for rebate funding. | N/A
10509 | 1474933 | IQFLOW Pty Ltd | IQFLOW Wireless Water Meter Cellular LTE 19,000mAh Battery (1/2 Inch Pipe) | 199 | Real-Time inline water meter with cellular LTE connectivity. As part of environmental monitoring this device measure the water usage and send all data wirelessly to IoT cloud platform dashboard. | Yes | No | IQFLOW Support team provides any instructions or training required for the device installation | Eligible | Eligible for rebate funding. | N/A
10515 | 1474933 | IQFLOW Pty Ltd | IQFLOW Wireless Water Meter LoRaWAN 19,000mAh Battery (2 Inch Pipe) | 199 | Real-Time inline water meter with LoRaWAN connectivity. As part of environmental monitoring this device measure the water usage and send all data wirelessly to IoT cloud platform dashboard. | Yes | No | IQFLOW Support team provides any instructions or training required for the device installation | Eligible | Eligible for rebate funding. | N/A
10573 | 1474933 | IQFLOW Pty Ltd | SE01-LB LoRaWAN Wireless Soil Moisture & EC Sensor | 179 | The Dragino SE01-LB/LS is a LoRaWAN Soil Moisture & EC Sensor for IoT of Agriculture. It is designed to measure the soil moisture of saline-alkali soil and loamy soil. The soil sensor uses FDR method to calculate the soil moisture with the compensation from soil temperature and conductivity. It also has been calibrated in factory for Mineral soil type. | Yes | No | IQFLOW Support team provides any instructions or training required for the device installation | Eligible | Eligible for rebate funding. | N/A
10514 | 1474933 | IQFLOW Pty Ltd | IQFLOW Wireless Water Meter LoRaWAN 19,000mAh Battery (1 Inch Pipe) | 169 | Real-Time inline water meter with LoRaWAN connectivity. As part of environmental monitoring this device measure the water usage and send all data wirelessly to IoT cloud platform dashboard. | Yes | No | IQFLOW Support team provides any instructions or training required for the device installation | Eligible | Eligible for rebate funding. | N/A
10512 | 1474933 | IQFLOW Pty Ltd | IQFLOW Wireless Water Meter Pulse Counter Cellular LTE 19,000mAh Battery | 169 | Real-Time inline water meter pulse counter with cellular LTE connectivity. As part of environmental monitoring this device measure the water usage and send all data wirelessly to IoT cloud platform dashboard. | Yes | No | IQFLOW Support team provides any instructions or training required for the device installation | Eligible | Eligible for rebate funding. | N/A
10513 | 1474933 | IQFLOW Pty Ltd | IQFLOW Wireless Water Meter LoRaWAN 19,000mAh Battery (1/2 Inch Pipe) | 159 | Real-Time inline water meter with LoRaWAN connectivity. As part of environmental monitoring this device measure the water usage and send all data wirelessly to IoT cloud platform dashboard. | Yes | No | IQFLOW Support team provides any instructions or training required for the device installation | Eligible | Eligible for rebate funding. | N/A
10516 | 1474933 | IQFLOW Pty Ltd | IQFLOW Wireless Water Meter Pulse Counter LoRaWAN 19,000mAh Battery | 139 | Real-Time inline water meter pulse counter with LoRaWAN connectivity. As part of environmental monitoring this device measure the water usage and send all data wirelessly to IoT cloud platform dashboard. | Yes | No | IQFLOW Support team provides any instructions or training required for the device installation | Eligible | Eligible for rebate funding. | N/A
10572 | 1474933 | IQFLOW Pty Ltd | DDS75 LoRaWAN Waterproof Distance Detection Sensor 8500mA Battery | 130 | The Dragino DDS75 is a LoRaWAN Distance Detection Sensor for the Internet of Things solution. It is used to measure the distance between the sensor and a flat object. The distance detection sensor is a module that uses ultrasonic sensing technology for distance measurement, and temperature compensation is performed internally to improve the reliability of data. | Yes | No | IQFLOW Support team provides any instructions or training required for the device installation | Eligible | Eligible for rebate funding. | N/A
901 | 1474670 | Iri-Master | Aquaflex 4-20mA 2 output Moisture and Temperature sensor with 30m data cable | 2748 | Connects with radio units (components) | No | Yes | Once the system is installed and ready to operate, Iri-Master will come to site with the Primary Producer, check install then set & configure system and train the user in its operation. | Eligible | Eligible for rebate funding. | N/A
760 | 1474670 | Iri-Master | Dream interface EC/pH Monitor | 2352 | Connects with agricultural controllers (accessory) | No | Yes | Once the system is installed and ready to operate, Iri-Master will come to site with the Primary Producer, check install then set & configure system and train the user in its operation. | Eligible | Eligible for rebate funding. | N/A
897 | 1474670 | Iri-Master | EnviroPro 8 sensor soil probe, plus EC model 80cm (5m data cable only) | 1994 | Connects with radio units (components) | No | Yes | Once the system is installed and ready to operate, Iri-Master will come to site with the Primary Producer, check install then set & configure system and train the user in its operation. | Eligible | Eligible for rebate funding. | N/A
900 | 1474670 | Iri-Master | Aquaflex 4-20mA 2 output Moisture and Temperature sensor with 20m data cable | 1858 | Connects with radio units (components) | No | Yes | Once the system is installed and ready to operate, Iri-Master will come to site with the Primary Producer, check install then set & configure system and train the user in its operation. | Eligible | Eligible for rebate funding. | N/A
899 | 1474670 | Iri-Master | Aquaflex 4-20mA 2 output Moisture and Temperature sensor with 10m data cable | 1658 | Connects with radio units (components) | No | Yes | Once the system is installed and ready to operate, Iri-Master will come to site with the Primary Producer, check install then set & configure system and train the user in its operation. | Eligible | Eligible for rebate funding. | N/A
896 | 1474670 | Iri-Master | EnviroPro 8 sensor soil probe, std model 80cm (5m data cable only) NO EC | 1590 | Connects with radio units (components) | No | Yes | Once the system is installed and ready to operate, Iri-Master will come to site with the Primary Producer, check install then set & configure system and train the user in its operation. | Eligible | Eligible for rebate funding. | N/A
898 | 1474670 | Iri-Master | Aquaflex 3m 4-20mA 2 x output moisture & temperature sensor with 3m data cable. | 1500 | Connects with radio units (components) | No | Yes | Once the system is installed and ready to operate, Iri-Master will come to site with the Primary Producer, check install then set & configure system and train the user in its operation. | Eligible | Eligible for rebate funding. | N/A
744 | 1474670 | Iri-Master | Ultrasonic Wind Speed and Direction Sensor (SDI) | 1330 | Weather monitoring equipment | No | Yes | Once the system is installed and ready to operate, Iri-Master will come to site with the Primary Producer, check install then set & configure system and train the user in its operation. | Eligible | Eligible for rebate funding. | N/A
854 | 1474670 | Iri-Master | EC Sensor (up to 6 bar pressure) | 1144 | Output / Input Expansion for RTU RF Modular G5 (Radios) | No | Yes | Once the system is installed and ready to operate, Iri-Master will come to site with the Primary Producer, check install then set & configure system and train the user in its operation. | Eligible | Eligible for rebate funding. | N/A
747 | 1474670 | Iri-Master | Rain Bucket Gauge (SDI-12) | 930 | Weather monitoring equipment | No | Yes | Once the system is installed and ready to operate, Iri-Master will come to site with the Primary Producer, check install then set & configure system and train the user in its operation. | Eligible | Eligible for rebate funding. | N/A
853 | 1474670 | Iri-Master | pH Sensor ( up to 10 bar pressure) | 900 | Output / Input Expansion for RTU RF Modular G5 (Radios) | No | Yes | Once the system is installed and ready to operate, Iri-Master will come to site with the Primary Producer, check install then set & configure system and train the user in its operation. | Eligible | Eligible for rebate funding. | N/A
745 | 1474670 | Iri-Master | Solar Radiation Sensor (SDI) | 740 | Weather monitoring equipment | No | Yes | Once the system is installed and ready to operate, Iri-Master will come to site with the Primary Producer, check install then set & configure system and train the user in its operation. | Eligible | Eligible for rebate funding. | N/A
855 | 1474670 | Iri-Master | THD sensor (Temp, Humidity, Dewpoint set) intergrated into G5 modular RTU | 606 | Output / Input Expansion for RTU RF Modular G5 (Radios) | No | Yes | Once the system is installed and ready to operate, Iri-Master will come to site with the Primary Producer, check install then set & configure system and train the user in its operation. | Eligible | Eligible for rebate funding. | N/A
746 | 1474670 | Iri-Master | Atmospheric Temperature, Humidity, pressure and Dew point (SDI) | 596 | Weather monitoring equipment | No | Yes | Once the system is installed and ready to operate, Iri-Master will come to site with the Primary Producer, check install then set & configure system and train the user in its operation. | Eligible | Eligible for rebate funding. | N/A
748 | 1474670 | Iri-Master | Rain Bucket Gauge (Digital on/off) | 596 | Weather monitoring equipment | No | Yes | Once the system is installed and ready to operate, Iri-Master will come to site with the Primary Producer, check install then set & configure system and train the user in its operation. | Eligible | Eligible for rebate funding. | N/A
750 | 1474670 | Iri-Master | Pressure transducer 0-10 bar, ¼" BSPT, 4-20mA with 5m cable | 150 | Sensor for pressure monitoring in commercial irrigation networks. Pairs with agricultural controllers. | Yes | No | <not provided> | Eligible | Eligible for rebate funding. | N/A
749 | 1474670 | Iri-Master | Pressure transducer 0-6 bar, ¼" BSPT, 4-20mA with 5m cable | 150 | Sensor for pressure monitoring in commercial irrigation networks. Pairs with agricultural controllers. | Yes | No | <not provided> | Eligible | Eligible for rebate funding. | N/A
885 | 1474670 | Iri-Master | Pressure Switch plastic 15-80psi 1/4bsp N/O | 136 | Connects with radio units (components) | Yes | No | <not provided> | Eligible | Eligible for rebate funding. | N/A
5932 | 1474894 | IrriCheck Australia Pty Ltd | GWS Telemetry | 1610 | Cellular. The Davis Weather Station is a research-grade weather station that provides professional data for weather enthusiasts, researchers, growers, and weather professionals. The weather data is sent directly to the IrriCheck server and is used to help refine the irrigation reccommendations provided to the farmer. | No | No | Our technicians will be on-site to install this equipment. | Eligible | Eligible for rebate funding. | N/A
5930 | 1474894 | IrriCheck Australia Pty Ltd | GWS Davis Weather Station | 1595 | Cellular. The Davis Weather Station is a research-grade weather station that provides professional data for weather enthusiasts, researchers, growers, and weather professionals. The weather data is sent directly to the IrriCheck server and is used to help refine the irrigation reccommendations provided to the farmer. | No | No | Our technicians will be on-site to install this equipment. | Eligible | Eligible for rebate funding. | N/A
5961 | 1475517 | Leersen Electronics | BaleTime Combo Monitor | 2150 | Solar powered IoT device that records the time taken to water each paddock during flood irrigation events. Run time data is transmitted via cellular (4G) network to the farmer's mobile app, providing accurate irrigation records to improve water management efficiency and reduce labour./Solar powered IoT device that monitors humidity in hay windrows via cellular (4G) network. Real-time humidity data transmitted to farmer's mobile app to support optimal baling decisions and reduce crop losses from spoilage. | Yes | Yes | Phone support and setup guidance provided to all customers upon receiving their device. On-farm visits available when required. Video tutorial instructions available via YouTube. | Eligible | Eligible for rebate funding. | N/A
5959 | 1475517 | Leersen Electronics | BaleTime Hay Humidity Monitor | 1750 | Solar powered IoT device that monitors humidity in hay windrows via cellular (4G) network. Real-time humidity data transmitted to farmer's mobile app to support optimal baling decisions and reduce crop losses from spoilage. | Yes | Yes | Phone support and setup guidance provided to all customers upon receiving their device. On-farm visits available when required. Video tutorial instructions available via YouTube. | Eligible | Eligible for rebate funding. | N/A
5960 | 1475517 | Leersen Electronics | BaleTime Flood Irrigation Water Monitor | 1550 | Solar powered IoT device that records the time taken to water each paddock during flood irrigation events. Run time data is transmitted via cellular (4G) network to the farmer's mobile app, providing accurate irrigation records to improve water management efficiency and reduce labour. | Yes | Yes | Phone support and setup guidance provided to all customers upon receiving their device. On-farm visits available when required. Video tutorial instructions available via YouTube. | Eligible | Eligible for rebate funding. | N/A
3880 | 1475375 | Lowood Irrigation PTY LTD | 70240-000112 Octave 12 BS Netafim-AU NMI | 13130 | 12" Ultrasonic Water with rate of flow display. NMI approved | Yes | No | <not provided> | Eligible | Eligible for rebate funding. | N/A
3879 | 1475375 | Lowood Irrigation PTY LTD | 70240-000111 Octave 10 BS Netafim-AU NMI | 11822 | 10" Ultrasonic Water with rate of flow display. NMI approved | Yes | No | <not provided> | Eligible | Eligible for rebate funding. | N/A
3878 | 1475375 | Lowood Irrigation PTY LTD | 70240-000055 Octave 8 High Flow SST AU NMI BSTD | 9188 | 8" Ultrasonic Water with rate of flow display. NMI approved | Yes | No | <not provided> | Eligible | Eligible for rebate funding. | N/A
3874 | 1475375 | Lowood Irrigation PTY LTD | 70240-000012 Octave 8 High Flow S.St BSTD | 9188 | 8" Ultrasonic Water with rate of flow display | Yes | No | <not provided> | Eligible | Eligible for rebate funding. | N/A
3877 | 1475375 | Lowood Irrigation PTY LTD | 70240-000054 Octave 6 High Flow SST AU NMI BSTD | 8917 | 6" Ultrasonic Water with rate of flow display. NMI approved | Yes | No | <not provided> | Eligible | Eligible for rebate funding. | N/A
3873 | 1475375 | Lowood Irrigation PTY LTD | 70240-000009 Octave 6 High Flow S.St BSTD | 8917 | 6" Ultrasonic Water with rate of flow display | Yes | No | <not provided> | Eligible | Eligible for rebate funding. | N/A
3870 | 1475375 | Lowood Irrigation PTY LTD | 70240-000109 Octave 6 S.St BS F.F Netafim-AU NMI | 8105 | 6" Ultrasonic Water with rate of flow display. NMI Approved | Yes | No | <not provided> | Eligible | Eligible for rebate funding. | N/A
3876 | 1475375 | Lowood Irrigation PTY LTD | 70240-000053 Octave 4 High Flow SST AU NMI BSTD | 5937 | 4" Ultrasonic Water with rate of flow display. NMI approved | Yes | No | <not provided> | Eligible | Eligible for rebate funding. | N/A
3872 | 1475375 | Lowood Irrigation PTY LTD | 70240-000005 Octave 4 High Flow S.St BSTD | 5937 | 4" Ultrasonic Water with rate of flow display | Yes | No | <not provided> | Eligible | Eligible for rebate funding. | N/A
3869 | 1475375 | Lowood Irrigation PTY LTD | 70240-000107 Octave 4 S.St BS F.F Netafim-AU NMI | 5397 | 4" Ultrasonic Water with rate of flow display. NMI Approved | Yes | No | <not provided> | Eligible | Eligible for rebate funding. | N/A
3875 | 1475375 | Lowood Irrigation PTY LTD | 70240-000052 Octave 3 High Flow SST AU NMI BSTD | 5213 | 3" Ultrasonic Water with rate of flow display. NMI approved | Yes | No | <not provided> | Eligible | Eligible for rebate funding. | N/A
3871 | 1475375 | Lowood Irrigation PTY LTD | 70240-000002 Octave 3 High Flow S.St BSTD | 5213 | 3" Ultrasonic Water with rate of flow display | Yes | No | <not provided> | Eligible | Eligible for rebate funding. | N/A
3868 | 1475375 | Lowood Irrigation PTY LTD | 70240-000105 Octave 3 S.St BS F.F Netafim-AU NMI | 4739 | 3" Ultrasonic Water with rate of flow display. NMI Approved | Yes | No | <not provided> | Eligible | Eligible for rebate funding. | N/A
3865 | 1475375 | Lowood Irrigation PTY LTD | 70240-000101 Octave 2 S.St BS F.F Netafim-AU NMI | 4141 | 2" Ultrasonic Water with rate of flow display. NMI Approved | Yes | No | <not provided> | Eligible | Eligible for rebate funding. | N/A
3866 | 1475375 | Lowood Irrigation PTY LTD | 70240-000102 Octave 2 S.St Thr W/Cplgs Netafim-AU NMI | 3861 | 2" Ultrasonic Water with rate of flow display. NMI Approved | Yes | No | <not provided> | Eligible | Eligible for rebate funding. | N/A
3867 | 1475375 | Lowood Irrigation PTY LTD | 70240-000103 Octave 2 Pl Thr W/Cplgs Netafim-AU NMI | 3712 | 2" Ultrasonic Water with rate of flow display. NMI Approved | Yes | No | <not provided> | Eligible | Eligible for rebate funding. | N/A
3838 | 1475375 | Lowood Irrigation PTY LTD | 74360-007901 EC/pH transmitter, 110/230 Volt, wall mount | 3418 | Analogue Transmitter with display for the EC and pH senors [sensors not included] | No Technical training required | Yes | We have a trained and certificated team, with full hydraulic and electrical installation capabilities. | Eligible | Eligible for rebate funding. | N/A
3861 | 1475375 | Lowood Irrigation PTY LTD | 74730-000090 Dendrometer Stalk Diameter-Ecomatik | 2229 | GS One plant stalk diameter sensor | No Technical training required | Yes | We have a trained and certificated team, with full hydraulic and electrical installation capabilities. | Eligible | Eligible for rebate funding. | N/A
3862 | 1475375 | Lowood Irrigation PTY LTD | 74730-000091 Dendrometer Trunk Diameter-Ecomatik | 2077 | GS One plant trunk diameter sensor | No Technical training required | Yes | We have a trained and certificated team, with full hydraulic and electrical installation capabilities. | Eligible | Eligible for rebate funding. | N/A
3859 | 1475375 | Lowood Irrigation PTY LTD | 74730-000009 Soil Moisture Netacap WP 6/60cm | 1623 | 60cm GS One/RadioNet Capacitance probes to measure soil moisture and temperature | YES following the manual | Yes | We have a trained and certificated team, with full hydraulic and electrical installation capabilities. | Eligible | Eligible for rebate funding. | N/A
3860 | 1475375 | Lowood Irrigation PTY LTD | 74730-000011 Soil Moisture NetaCap WP 6/80cm | 1623 | 80cm GS One/RadioNet Capacitance probes to measure soil moisture and temperature | YES following the manual | Yes | We have a trained and certificated team, with full hydraulic and electrical installation capabilities. | Eligible | Eligible for rebate funding. | N/A
3858 | 1475375 | Lowood Irrigation PTY LTD | 74730-000008 Soil Moisture Netacap WP 4/40cm | 1602 | 40cm GS One/RadioNet Capacitance probes to measure soil moisture and temperature | YES following the manual | Yes | We have a trained and certificated team, with full hydraulic and electrical installation capabilities. | Eligible | Eligible for rebate funding. | N/A
3883 | 1475375 | Lowood Irrigation PTY LTD | 70240-005400 Fert Meter, PB, 25mm (1") with 1 L Pulse Output (400-1500 L/hr) | 1504 | 25mm Fertiliser meter with chemical resistant body and pulsed digital output for 1 litre | Yes | No | <not provided> | Eligible | Eligible for rebate funding. | N/A
3846 | 1475375 | Lowood Irrigation PTY LTD | 74320-000004 Pyranometer Rad.RK200-04 2M Cable 4-20mA | 1477 | Management sensor for the GS Max controller to operate irrigation frequence according to solar radiation | No Technical training required | Yes | We have a trained and certificated team, with full hydraulic and electrical installation capabilities. | Eligible | Eligible for rebate funding. | N/A
3849 | 1475375 | Lowood Irrigation PTY LTD | 74715-000014 GS One G2 Ext.Panel Pv 5.5W | 1406 | Standalone solar powered cellular cloud connected data collection platform for digital, analogue and Serial type sensors | YES following the manual | Yes | We have a trained and certificated team, with full hydraulic and electrical installation capabilities. | Eligible | Eligible for rebate funding. | N/A
3857 | 1475375 | Lowood Irrigation PTY LTD | 74730-000013 Soil Moisture Netacap BP 3/30cm | 1374 | 30cm GS One/RadioNet Capacitance probes to measure soil moisture and temperature | YES following the manual | Yes | We have a trained and certificated team, with full hydraulic and electrical installation capabilities. | Eligible | Eligible for rebate funding. | N/A
3864 | 1475375 | Lowood Irrigation PTY LTD | 74730-000038 Multi-Parameter Sensor WET150-Delta T | 1250 | GS One single site soil, moisture ,temperature and bulk EC sensor | No Technical training required | Yes | We have a trained and certificated team, with full hydraulic and electrical installation capabilities. | Eligible | Eligible for rebate funding. | N/A
3856 | 1475375 | Lowood Irrigation PTY LTD | 74730-000002 Tens.MS -60/24-Irrometer | 1044 | GS One 60cm analogue Tensiometer | YES following the manual | Yes | We have a trained and certificated team, with full hydraulic and electrical installation capabilities. | Eligible | Eligible for rebate funding. | N/A
3855 | 1475375 | Lowood Irrigation PTY LTD | 74730-000001 Tens.MS -30/12-Irrometer | 1001 | GS One 30cm analogue Tensiometer | YES following the manual | Yes | We have a trained and certificated team, with full hydraulic and electrical installation capabilities. | Eligible | Eligible for rebate funding. | N/A
3863 | 1475375 | Lowood Irrigation PTY LTD | 74730-000010 Soil Moisture SM150T- DeltaT | 1001 | GS One single site soil moisture and temperature sensor | No Technical training required | Yes | We have a trained and certificated team, with full hydraulic and electrical installation capabilities. | Eligible | Eligible for rebate funding. | N/A
3850 | 1475375 | Lowood Irrigation PTY LTD | 74320-000001 Stand Alone Rain Collector-Pronamic | 866 | GS One digital rain gauge | YES following the manual | No | <not provided> | Eligible | Eligible for rebate funding. | N/A
3881 | 1475375 | Lowood Irrigation PTY LTD | 70240-005700 Fert Meter, SF, 20mm (3/4") with 0.1 L Pulse Output (70-300 L/hr) | 741 | 20mm Fertiliser meter with chemical resistant body and pulsed digital output for 0.1 litre | Yes | No | <not provided> | Eligible | Eligible for rebate funding. | N/A
3882 | 1475375 | Lowood Irrigation PTY LTD | 70240-005720 Fert Meter, SF, 20mm (3/4") with 1 L Pulse Output (70-300 L/hr) | 741 | 20mm Fertiliser meter with chemical resistant body and pulsed digital output for 0.1 litre | Yes | No | <not provided> | Eligible | Eligible for rebate funding. | N/A
3845 | 1475375 | Lowood Irrigation PTY LTD | 74703-000002 Temp & Humidity with Vent Sensor for GS Max | 737 | Temperature and Humidy sensor wired direct to the GS MAX or to a RadioNet DCP unit. | No Technical training required | Yes | We have a trained and certificated team, with full hydraulic and electrical installation capabilities. | Eligible | Eligible for rebate funding. | N/A
3840 | 1475375 | Lowood Irrigation PTY LTD | 74360-000004 pH sensor, ABB, APS 110, for AWT420 | 493 | pH sensor probe one per transmitter | Yes | No | <not provided> | Eligible | Eligible for rebate funding. | N/A
3847 | 1475375 | Lowood Irrigation PTY LTD | 00035-000500 P/Tducer 4-20mA 0-10 Bar SS 1/4" M12 | 462 | Pressure sensor analogue used on the mainline or field valve for monitoring | Yes | No | <not provided> | Eligible | Eligible for rebate funding. | N/A
3839 | 1475375 | Lowood Irrigation PTY LTD | 74360-000005 EC sensor, ABB, CS 150, for AWT420 | 385 | EC sensor probe one per transmitter | Yes | No | <not provided> | Eligible | Eligible for rebate funding. | N/A
3854 | 1475375 | Lowood Irrigation PTY LTD | 74320-000006 0-10 Bar Pressure Sensor Irrig.Monitor | 189 | GS One analogue pressure sensor 0-10 bar for sensing irrigation system pressure | YES following the manual | No | <not provided> | Eligible | Eligible for rebate funding. | N/A
3851 | 1475375 | Lowood Irrigation PTY LTD | 74320-000002 0.5 Bar pressure switch irrig.monitor | 60 | GS One digital pressure switch 0.5bar for sensing irrigation lateral operation | YES following the manual | No | <not provided> | Eligible | Eligible for rebate funding. | N/A
3852 | 1475375 | Lowood Irrigation PTY LTD | 74320-000003 1.5 Bar pressure switch irrig.monitor | 60 | GS One digital pressure switch 1.5bar for sensing irrigation lateral operation | YES following the manual | No | <not provided> | Eligible | Eligible for rebate funding. | N/A
3853 | 1475375 | Lowood Irrigation PTY LTD | 74320-000005 1.0 Bar Pressure Switch Irrig.Monitor | 60 | GS One digital pressure switch 1.0bar for sensing irrigation lateral operation | YES following the manual | No | <not provided> | Eligible | Eligible for rebate funding. | N/A
9997 | 1475448 | LOXTON IRRIGATION CENTRE PTY LTD | 70240-000112 Octave 12 BS Netafim-AU NMI | 13130 | 12" Ultrasonic Water with rate of flow display. NMI approved | Yes | No | <not provided> | Eligible | Eligible for rebate funding. | N/A
9996 | 1475448 | LOXTON IRRIGATION CENTRE PTY LTD | 70240-000111 Octave 10 BS Netafim-AU NMI | 11822 | 10" Ultrasonic Water with rate of flow display. NMI approved | Yes | No | <not provided> | Eligible | Eligible for rebate funding. | N/A
10147 | 1475448 | LOXTON IRRIGATION CENTRE PTY LTD | Vaisala Weather Transmitter | 10050 | Weather Station - connects to Telemetry Kit | Not intedend for self install | No | <not provided> | Eligible | Eligible for rebate funding. | N/A
9995 | 1475448 | LOXTON IRRIGATION CENTRE PTY LTD | 70240-000055 Octave 8 High Flow SST AU NMI BSTD | 9188 | 8" Ultrasonic Water with rate of flow display. NMI approved | Yes | No | <not provided> | Eligible | Eligible for rebate funding. | N/A
9991 | 1475448 | LOXTON IRRIGATION CENTRE PTY LTD | 70240-000012 Octave 8 High Flow S.St BSTD | 9188 | 8" Ultrasonic Water with rate of flow display | Yes | No | <not provided> | Eligible | Eligible for rebate funding. | N/A
9994 | 1475448 | LOXTON IRRIGATION CENTRE PTY LTD | 70240-000054 Octave 6 High Flow SST AU NMI BSTD | 8917 | 6" Ultrasonic Water with rate of flow display. NMI approved | Yes | No | <not provided> | Eligible | Eligible for rebate funding. | N/A
9990 | 1475448 | LOXTON IRRIGATION CENTRE PTY LTD | 70240-000009 Octave 6 High Flow S.St BSTD | 8917 | 6" Ultrasonic Water with rate of flow display | Yes | No | <not provided> | Eligible | Eligible for rebate funding. | N/A
9987 | 1475448 | LOXTON IRRIGATION CENTRE PTY LTD | 70240-000109 Octave 6 S.St BS F.F Netafim-AU NMI | 8105 | 6" Ultrasonic Water with rate of flow display. NMI Approved | Yes | No | <not provided> | Eligible | Eligible for rebate funding. | N/A
10146 | 1475448 | LOXTON IRRIGATION CENTRE PTY LTD | ATMOS 41 Gen 2 all-in-one weather station including bird guard, SDI-12 output, 5m cable | 7500 | Weather Station - connects to Telemetry Kit | Not intedend for self install | No | <not provided> | Eligible | Eligible for rebate funding. | N/A
9993 | 1475448 | LOXTON IRRIGATION CENTRE PTY LTD | 70240-000053 Octave 4 High Flow SST AU NMI BSTD | 5937 | 4" Ultrasonic Water with rate of flow display. NMI approved | Yes | No | <not provided> | Eligible | Eligible for rebate funding. | N/A
9989 | 1475448 | LOXTON IRRIGATION CENTRE PTY LTD | 70240-000005 Octave 4 High Flow S.St BSTD | 5937 | 4" Ultrasonic Water with rate of flow display | Yes | No | <not provided> | Eligible | Eligible for rebate funding. | N/A
9986 | 1475448 | LOXTON IRRIGATION CENTRE PTY LTD | 70240-000107 Octave 4 S.St BS F.F Netafim-AU NMI | 5397 | 4" Ultrasonic Water with rate of flow display. NMI Approved | Yes | No | <not provided> | Eligible | Eligible for rebate funding. | N/A
9992 | 1475448 | LOXTON IRRIGATION CENTRE PTY LTD | 70240-000052 Octave 3 High Flow SST AU NMI BSTD | 5213 | 3" Ultrasonic Water with rate of flow display. NMI approved | Yes | No | <not provided> | Eligible | Eligible for rebate funding. | N/A
9988 | 1475448 | LOXTON IRRIGATION CENTRE PTY LTD | 70240-000002 Octave 3 High Flow S.St BSTD | 5213 | 3" Ultrasonic Water with rate of flow display | Yes | No | <not provided> | Eligible | Eligible for rebate funding. | N/A
9985 | 1475448 | LOXTON IRRIGATION CENTRE PTY LTD | 70240-000105 Octave 3 S.St BS F.F Netafim-AU NMI | 4739 | 3" Ultrasonic Water with rate of flow display. NMI Approved | Yes | No | <not provided> | Eligible | Eligible for rebate funding. | N/A
9982 | 1475448 | LOXTON IRRIGATION CENTRE PTY LTD | 70240-000101 Octave 2 S.St BS F.F Netafim-AU NMI | 4141 | 2" Ultrasonic Water with rate of flow display. NMI Approved | Yes | No | <not provided> | Eligible | Eligible for rebate funding. | N/A
9983 | 1475448 | LOXTON IRRIGATION CENTRE PTY LTD | 70240-000102 Octave 2 S.St Thr W/Cplgs Netafim-AU NMI | 3861 | 2" Ultrasonic Water with rate of flow display. NMI Approved | Yes | No | <not provided> | Eligible | Eligible for rebate funding. | N/A
9984 | 1475448 | LOXTON IRRIGATION CENTRE PTY LTD | 70240-000103 Octave 2 Pl Thr W/Cplgs Netafim-AU NMI | 3712 | 2" Ultrasonic Water with rate of flow display. NMI Approved | Yes | No | <not provided> | Eligible | Eligible for rebate funding. | N/A
10072 | 1475448 | LOXTON IRRIGATION CENTRE PTY LTD | iData - Webgateway (9 Inputs), requires a mobile phone SIM (not included)* | 3700 | Solar Powered Radio Telemetry Kit for Environmental or Farm Management Sensors with Cellular Modem | Not intedend for self install | No | <not provided> | Eligible | Eligible for rebate funding. | N/A
9955 | 1475448 | LOXTON IRRIGATION CENTRE PTY LTD | 74360-007901 EC/pH transmitter, 110/230 Volt, wall mount | 3418 | Analogue Transmitter with display for the EC and pH senors [sensors not included] | No Technical training required | Yes | We have a trained and certificated team, with full hydraulic and electrical installation capabilities. | Eligible | Eligible for rebate funding. | N/A
10079 | 1475448 | LOXTON IRRIGATION CENTRE PTY LTD | iData - Webgateway Dual, requires a mobile phone SIM (not included)* | 3355 | Solar Powered Radio Telemetry Kit for Environmental or Farm Management Sensors with Cellular Modem, with outputs to control two devices | Not intedend for self install | No | <not provided> | Eligible | Eligible for rebate funding. | N/A
10124 | 1475448 | LOXTON IRRIGATION CENTRE PTY LTD | EnviroPro Sub Surface 160S Moisture, Temp, Salinity Probe | 3320 | Soil Mositure Probe - connects by cable to Telemetry Kit | Not intedend for self install | No | <not provided> | Eligible | Eligible for rebate funding. | N/A
10070 | 1475448 | LOXTON IRRIGATION CENTRE PTY LTD | iData - Web 4G (9 Inputs) , requires a mobile phone SIM (not included)* | 2775 | Solar Powered Telemetry Kit for Environmental or Farm Management Sensors with Cellular Modem | Not intedend for self install | No | <not provided> | Eligible | Eligible for rebate funding. | N/A
10071 | 1475448 | LOXTON IRRIGATION CENTRE PTY LTD | iData - Web 4G (9 Inputs) with 240v Plug Pack, requires a mobile phone SIM (not included)* | 2775 | Mains Powered Telemetry Kit for Environmental or Farm Management Sensors with Cellular Modem | Not intedend for self install | No | <not provided> | Eligible | Eligible for rebate funding. | N/A
10077 | 1475448 | LOXTON IRRIGATION CENTRE PTY LTD | iData - Webgateway Single, requires a mobile phone SIM (not included)* | 2650 | Solar Powered Radio Telemetry Kit for Environmental or Farm Management Sensors with Cellular Modem, with output to control one device | Not intedend for self install | No | <not provided> | Eligible | Eligible for rebate funding. | N/A
10078 | 1475448 | LOXTON IRRIGATION CENTRE PTY LTD | iData - Webgateway Single with 240v Plug Pack, requires a mobile phone SIM (not included)* | 2650 | Mains Powered Radio Telemetry Kit for Environmental or Farm Management Sensors with Cellular Modem, with outputs to control two devices | Not intedend for self install | No | <not provided> | Eligible | Eligible for rebate funding. | N/A
10076 | 1475448 | LOXTON IRRIGATION CENTRE PTY LTD | iData - Web Dual, requires a mobile phone SIM (not included)* | 2525 | Solar Powered Telemetry Kit for Environmental or Farm Management Sensors with Cellular Modem with outputs to control two devices | Not intedend for self install | No | <not provided> | Eligible | Eligible for rebate funding. | N/A
10046 | 1475448 | LOXTON IRRIGATION CENTRE PTY LTD | iData - Radio (9 inputs) with Extra Large Hinged Enclosure | 2455 | Solar Powered Radio Telemetry Kit for Environmental or Farm Management Sensors | Not intedend for self install | No | <not provided> | Eligible | Eligible for rebate funding. | N/A
10123 | 1475448 | LOXTON IRRIGATION CENTRE PTY LTD | EnviroPro Sub Surface 120S Moisture, Temp, Salinity Probe | 2400 | Soil Mositure Probe - connects by cable to Telemetry Kit | Not intedend for self install | No | <not provided> | Eligible | Eligible for rebate funding. | N/A
9978 | 1475448 | LOXTON IRRIGATION CENTRE PTY LTD | 74730-000090 Dendrometer Stalk Diameter-Ecomatik | 2229 | GS One plant stalk diameter sensor | No Technical training required | Yes | We have a trained and certificated team, with full hydraulic and electrical installation capabilities. | Eligible | Eligible for rebate funding. | N/A
10045 | 1475448 | LOXTON IRRIGATION CENTRE PTY LTD | iData - Radio (9 inputs) with Extra Large Enclosure and 7AH Lithium Battery | 2205 | Solar Powered Radio Telemetry Kit for Environmental or Farm Management Sensors | Not intedend for self install | No | <not provided> | Eligible | Eligible for rebate funding. | N/A
10044 | 1475448 | LOXTON IRRIGATION CENTRE PTY LTD | iData - Radio (9 inputs) with Extra Large Enclosure | 2155 | Solar Powered Radio Telemetry Kit for Environmental or Farm Management Sensors | Not intedend for self install | No | <not provided> | Eligible | Eligible for rebate funding. | N/A
10043 | 1475448 | LOXTON IRRIGATION CENTRE PTY LTD | iData - Radio (9 inputs) with 7AH Lithium Battery | 2099 | Solar Powered Radio Telemetry Kit for Environmental or Farm Management Sensors | Not intedend for self install | No | <not provided> | Eligible | Eligible for rebate funding. | N/A
9979 | 1475448 | LOXTON IRRIGATION CENTRE PTY LTD | 74730-000091 Dendrometer Trunk Diameter-Ecomatik | 2077 | GS One plant trunk diameter sensor | No Technical training required | Yes | We have a trained and certificated team, with full hydraulic and electrical installation capabilities. | Eligible | Eligible for rebate funding. | N/A
10172 | 1475448 | LOXTON IRRIGATION CENTRE PTY LTD | Fruit Dendrometer. 4 to 30 mm range. SDI-12 output. 5m cable. | 2054 | Plant Growth Sensor - connects to Telemetry Kit | Not intedend for self install | No | <not provided> | Eligible | Eligible for rebate funding. | N/A
10173 | 1475448 | LOXTON IRRIGATION CENTRE PTY LTD | Fruit Dendrometer. 30 to 160 mm range. SDI-12 output. 5m cable. | 2054 | Plant Growth Sensor - connects to Telemetry Kit | Not intedend for self install | No | <not provided> | Eligible | Eligible for rebate funding. | N/A
10174 | 1475448 | LOXTON IRRIGATION CENTRE PTY LTD | Fruit Dendrometer. 15 to 90 mm range. SDI-12 output. 5m cable. | 2054 | Plant Growth Sensor - connects to Telemetry Kit | Not intedend for self install | No | <not provided> | Eligible | Eligible for rebate funding. | N/A
10175 | 1475448 | LOXTON IRRIGATION CENTRE PTY LTD | Fruit Dendrometer. 7 to 45 mm range. SDI-12 output. 5m cable. | 2054 | Plant Growth Sensor - connects to Telemetry Kit | Not intedend for self install | No | <not provided> | Eligible | Eligible for rebate funding. | N/A
10041 | 1475448 | LOXTON IRRIGATION CENTRE PTY LTD | iData - Radio (9 inputs) | 2040 | Solar Powered Radio Telemetry Kit for Environmental or Farm Management Sensors | Not intedend for self install | No | <not provided> | Eligible | Eligible for rebate funding. | N/A
10042 | 1475448 | LOXTON IRRIGATION CENTRE PTY LTD | iData - Radio with 240v Plug Pack (9 inputs) | 2040 | Mains Powered Radio Telemetry Kit for Environmental or Farm Management Sensors | Not intedend for self install | No | <not provided> | Eligible | Eligible for rebate funding. | N/A
10074 | 1475448 | LOXTON IRRIGATION CENTRE PTY LTD | iData - Web Single, requires a mobile phone SIM (not included)* | 1820 | Solar Powered Telemetry Kit for Environmental or Farm Management Sensors with Cellular Modem, with output to control one device | Not intedend for self install | No | <not provided> | Eligible | Eligible for rebate funding. | N/A
10075 | 1475448 | LOXTON IRRIGATION CENTRE PTY LTD | iData - Web Single with 240v Plug Pack, requires a mobile phone SIM (not included)* | 1820 | Mains Powered Telemetry Kit for Environmental or Farm Management Sensors with Cellular Modem, with outputs to control two devices | Not intedend for self install | No | <not provided> | Eligible | Eligible for rebate funding. | N/A
10169 | 1475448 | LOXTON IRRIGATION CENTRE PTY LTD | DE-1 Dendrometer mounted on implanted rod | 1814 | Plant Growth Sensor - connects to Telemetry Kit | Not intedend for self install | No | <not provided> | Eligible | Eligible for rebate funding. | N/A
10170 | 1475448 | LOXTON IRRIGATION CENTRE PTY LTD | SD-5 Stem Microvariation Sensor | 1814 | Plant Growth Sensor - connects to Telemetry Kit | Not intedend for self install | No | <not provided> | Eligible | Eligible for rebate funding. | N/A
10171 | 1475448 | LOXTON IRRIGATION CENTRE PTY LTD | SD-10 Stem Microvariation Sensor | 1814 | Plant Growth Sensor - connects to Telemetry Kit | Not intedend for self install | No | <not provided> | Eligible | Eligible for rebate funding. | N/A
10122 | 1475448 | LOXTON IRRIGATION CENTRE PTY LTD | EnviroPro Sub Surface 80S Moisture, Temp, Salinity Probe | 1640 | Soil Mositure Probe - connects by cable to Telemetry Kit | Not intedend for self install | No | <not provided> | Eligible | Eligible for rebate funding. | N/A
9976 | 1475448 | LOXTON IRRIGATION CENTRE PTY LTD | 74730-000009 Soil Moisture Netacap WP 6/60cm | 1623 | 60cm GS One/RadioNet Capacitance probes to measure soil moisture and temperature | YES following the manual | Yes | We have a trained and certificated team, with full hydraulic and electrical installation capabilities. | Eligible | Eligible for rebate funding. | N/A
9977 | 1475448 | LOXTON IRRIGATION CENTRE PTY LTD | 74730-000011 Soil Moisture NetaCap WP 6/80cm | 1623 | 80cm GS One/RadioNet Capacitance probes to measure soil moisture and temperature | YES following the manual | Yes | We have a trained and certificated team, with full hydraulic and electrical installation capabilities. | Eligible | Eligible for rebate funding. | N/A
9975 | 1475448 | LOXTON IRRIGATION CENTRE PTY LTD | 74730-000008 Soil Moisture Netacap WP 4/40cm | 1602 | 40cm GS One/RadioNet Capacitance probes to measure soil moisture and temperature | YES following the manual | Yes | We have a trained and certificated team, with full hydraulic and electrical installation capabilities. | Eligible | Eligible for rebate funding. | N/A
10000 | 1475448 | LOXTON IRRIGATION CENTRE PTY LTD | 70240-005400 Fert Meter, PB, 25mm (1") with 1 L Pulse Output (400-1500 L/hr) | 1504 | 25mm Fertiliser meter with chemical resistant body and pulsed digital output for 1 litre | Yes | No | <not provided> | Eligible | Eligible for rebate funding. | N/A
9963 | 1475448 | LOXTON IRRIGATION CENTRE PTY LTD | 74320-000004 Pyranometer Rad.RK200-04 2M Cable 4-20mA | 1477 | Management sensor for the GS Max controller to operate irrigation frequence according to solar radiation | No Technical training required | Yes | We have a trained and certificated team, with full hydraulic and electrical installation capabilities. | Eligible | Eligible for rebate funding. | N/A
10069 | 1475448 | LOXTON IRRIGATION CENTRE PTY LTD | iData Logger - Cable (9 inputs) | 1455 | Solar Powered Expansion Kit for Environmental or Farm Management Sensors | Not intedend for self install | No | <not provided> | Eligible | Eligible for rebate funding. | N/A
9966 | 1475448 | LOXTON IRRIGATION CENTRE PTY LTD | 74715-000014 GS One G2 Ext.Panel Pv 5.5W | 1406 | Standalone solar powered cellular cloud connected data collection platform for digital, analogue and Serial type sensors | YES following the manual | Yes | We have a trained and certificated team, with full hydraulic and electrical installation capabilities. | Eligible | Eligible for rebate funding. | N/A
9974 | 1475448 | LOXTON IRRIGATION CENTRE PTY LTD | 74730-000013 Soil Moisture Netacap BP 3/30cm | 1374 | 30cm GS One/RadioNet Capacitance probes to measure soil moisture and temperature | YES following the manual | Yes | We have a trained and certificated team, with full hydraulic and electrical installation capabilities. | Eligible | Eligible for rebate funding. | N/A
10182 | 1475448 | LOXTON IRRIGATION CENTRE PTY LTD | Implexx Sap Flow Sensor Gen 2 with 30mm long probes. Heat pulse velocity sensor for sap flow and stem water content. Stainless steel sleeves included (pack of 9). SDI-12 output. 5m cable. | 1337 | Plant Growth Sensor - connects to Telemetry Kit | Not intedend for self install | No | <not provided> | Eligible | Eligible for rebate funding. | N/A
9981 | 1475448 | LOXTON IRRIGATION CENTRE PTY LTD | 74730-000038 Multi-Parameter Sensor WET150-Delta T | 1250 | GS One single site soil, moisture ,temperature and bulk EC sensor | No Technical training required | Yes | We have a trained and certificated team, with full hydraulic and electrical installation capabilities. | Eligible | Eligible for rebate funding. | N/A
10121 | 1475448 | LOXTON IRRIGATION CENTRE PTY LTD | EnviroPro Sub Surface 40S Moisture, Temp, Salinity Probe | 1140 | Soil Mositure Probe - connects by cable to Telemetry Kit | Not intedend for self install | No | <not provided> | Eligible | Eligible for rebate funding. | N/A
10156 | 1475448 | LOXTON IRRIGATION CENTRE PTY LTD | Temperature, relative humidity, vapour pressure deficit, barometric sensor, SDI-12 output, 5m cable, with radiation shield | 1140 | Weather Parameter Sensor - connects to Telemetry Kit | Not intedend for self install | No | <not provided> | Eligible | Eligible for rebate funding. | N/A
10120 | 1475448 | LOXTON IRRIGATION CENTRE PTY LTD | AquaCheck Sub Surface 120cm Probe with 5m cable | 1088 | Soil Mositure Probe - connects by cable to Telemetry Kit | Not intedend for self install | No | <not provided> | Eligible | Eligible for rebate funding. | N/A
10119 | 1475448 | LOXTON IRRIGATION CENTRE PTY LTD | AquaCheck Sub Surface 100cm Probe with 5m cable | 1067 | Soil Mositure Probe - connects by cable to Telemetry Kit | Not intedend for self install | No | <not provided> | Eligible | Eligible for rebate funding. | N/A
10118 | 1475448 | LOXTON IRRIGATION CENTRE PTY LTD | AquaCheck Sub Surface 80cm Probe with 5m cable | 1057 | Soil Mositure Probe - connects by cable to Telemetry Kit | Not intedend for self install | No | <not provided> | Eligible | Eligible for rebate funding. | N/A
9973 | 1475448 | LOXTON IRRIGATION CENTRE PTY LTD | 74730-000002 Tens.MS -60/24-Irrometer | 1044 | GS One 60cm analogue Tensiometer | YES following the manual | Yes | We have a trained and certificated team, with full hydraulic and electrical installation capabilities. | Eligible | Eligible for rebate funding. | N/A
10117 | 1475448 | LOXTON IRRIGATION CENTRE PTY LTD | AquaCheck Sub Surface 60cm Probe with 5m cable | 1030 | Soil Mositure Probe - connects by cable to Telemetry Kit | Not intedend for self install | No | <not provided> | Eligible | Eligible for rebate funding. | N/A
9972 | 1475448 | LOXTON IRRIGATION CENTRE PTY LTD | 74730-000001 Tens.MS -30/12-Irrometer | 1001 | GS One 30cm analogue Tensiometer | YES following the manual | Yes | We have a trained and certificated team, with full hydraulic and electrical installation capabilities. | Eligible | Eligible for rebate funding. | N/A
9980 | 1475448 | LOXTON IRRIGATION CENTRE PTY LTD | 74730-000010 Soil Moisture SM150T- DeltaT | 1001 | GS One single site soil moisture and temperature sensor | No Technical training required | Yes | We have a trained and certificated team, with full hydraulic and electrical installation capabilities. | Eligible | Eligible for rebate funding. | N/A
10176 | 1475448 | LOXTON IRRIGATION CENTRE PTY LTD | LT-1 Leaf Temperature Sensor | 1000 | Weather Parameter Sensor - connects to Telemetry Kit | Not intedend for self install | No | <not provided> | Eligible | Eligible for rebate funding. | N/A
10104 | 1475448 | LOXTON IRRIGATION CENTRE PTY LTD | 9 Port Logger Board with 1 Output | 985 | Input Expansion Module | Not intedend for self install | No | <not provided> | Eligible | Eligible for rebate funding. | N/A
10116 | 1475448 | LOXTON IRRIGATION CENTRE PTY LTD | AquaCheck Sub-Surface 40cm Probe with 5m cable | 924 | Soil Mositure Probe - connects by cable to Telemetry Kit | Not intedend for self install | No | <not provided> | Eligible | Eligible for rebate funding. | N/A
10181 | 1475448 | LOXTON IRRIGATION CENTRE PTY LTD | Soil water potential and temperature sensor, calibrated, SDI-12 output, 5m cable. | 875 | Soil Mositure Probe - connects by cable to Telemetry Kit | Not intedend for self install | No | <not provided> | Eligible | Eligible for rebate funding. | N/A
9967 | 1475448 | LOXTON IRRIGATION CENTRE PTY LTD | 74320-000001 Stand Alone Rain Collector-Pronamic | 866 | GS One digital rain gauge | YES following the manual | No | <not provided> | Eligible | Eligible for rebate funding. | N/A
10177 | 1475448 | LOXTON IRRIGATION CENTRE PTY LTD | TDR-315H Sensor - Volumetric Water Content, Temperature & EC | 850 | Soil Mositure Probe - connects by cable to Telemetry Kit | Not intedend for self install | No | <not provided> | Eligible | Eligible for rebate funding. | N/A
10178 | 1475448 | LOXTON IRRIGATION CENTRE PTY LTD | TDR-310W Sensor - Volumetric Water Content, Temperature & EC | 850 | Soil Mositure Probe - connects by cable to Telemetry Kit | Not intedend for self install | No | <not provided> | Eligible | Eligible for rebate funding. | N/A
10179 | 1475448 | LOXTON IRRIGATION CENTRE PTY LTD | TDR-305N Sensor - Volumetric Water Content, Temperature & EC | 850 | Soil Mositure Probe - connects by cable to Telemetry Kit | Not intedend for self install | No | <not provided> | Eligible | Eligible for rebate funding. | N/A
10180 | 1475448 | LOXTON IRRIGATION CENTRE PTY LTD | Soil water content, temperature & EC sensor, SDI-12 output, 5m cable | 825 | Soil Mositure Probe - connects by cable to Telemetry Kit | Not intedend for self install | No | <not provided> | Eligible | Eligible for rebate funding. | N/A
9998 | 1475448 | LOXTON IRRIGATION CENTRE PTY LTD | 70240-005700 Fert Meter, SF, 20mm (3/4") with 0.1 L Pulse Output (70-300 L/hr) | 741 | 20mm Fertiliser meter with chemical resistant body and pulsed digital output for 0.1 litre | Yes | No | <not provided> | Eligible | Eligible for rebate funding. | N/A
9999 | 1475448 | LOXTON IRRIGATION CENTRE PTY LTD | 70240-005720 Fert Meter, SF, 20mm (3/4") with 1 L Pulse Output (70-300 L/hr) | 741 | 20mm Fertiliser meter with chemical resistant body and pulsed digital output for 0.1 litre | Yes | No | <not provided> | Eligible | Eligible for rebate funding. | N/A
9962 | 1475448 | LOXTON IRRIGATION CENTRE PTY LTD | 74703-000002 Temp & Humidity with Vent Sensor for GS Max | 737 | Temperature and Humidy sensor wired direct to the GS MAX or to a RadioNet DCP unit. | No Technical training required | Yes | We have a trained and certificated team, with full hydraulic and electrical installation capabilities. | Eligible | Eligible for rebate funding. | N/A
10115 | 1475448 | LOXTON IRRIGATION CENTRE PTY LTD | AquaCheck Sub-Surface 20cm Probe with 5m cable | 685 | Soil Mositure Probe - connects by cable to Telemetry Kit | Not intedend for self install | No | <not provided> | Eligible | Eligible for rebate funding. | N/A
10149 | 1475448 | LOXTON IRRIGATION CENTRE PTY LTD | Solar Radiation Sensor | 495 | Weather Parameter Sensor - connects to Telemetry Kit | Not intedend for self install | No | <not provided> | Eligible | Eligible for rebate funding. | N/A
10150 | 1475448 | LOXTON IRRIGATION CENTRE PTY LTD | Anemometer | 495 | Weather Parameter Sensor - connects to Telemetry Kit | Not intedend for self install | No | <not provided> | Eligible | Eligible for rebate funding. | N/A
9957 | 1475448 | LOXTON IRRIGATION CENTRE PTY LTD | 74360-000004 pH sensor, ABB, APS 110, for AWT420 | 493 | pH sensor probe one per transmitter | Yes | No | <not provided> | Eligible | Eligible for rebate funding. | N/A
9964 | 1475448 | LOXTON IRRIGATION CENTRE PTY LTD | 00035-000500 P/Tducer 4-20mA 0-10 Bar SS 1/4" M12 | 462 | Pressure sensor analogue used on the mainline or field valve for monitoring | Yes | No | <not provided> | Eligible | Eligible for rebate funding. | N/A
10155 | 1475448 | LOXTON IRRIGATION CENTRE PTY LTD | Temperature and Humidity Sensor | 397 | Weather Parameter Sensor - connects to Telemetry Kit | Not intedend for self install | No | <not provided> | Eligible | Eligible for rebate funding. | N/A
9956 | 1475448 | LOXTON IRRIGATION CENTRE PTY LTD | 74360-000005 EC sensor, ABB, CS 150, for AWT420 | 385 | EC sensor probe one per transmitter | Yes | No | <not provided> | Eligible | Eligible for rebate funding. | N/A
10167 | 1475448 | LOXTON IRRIGATION CENTRE PTY LTD | Vacuum Pressure Transmitter 0-15PSI Absolute | 364 | Water Pressure Sensor - connects to Telemetry Kit | Not intedend for self install | No | <not provided> | Eligible | Eligible for rebate funding. | N/A
10154 | 1475448 | LOXTON IRRIGATION CENTRE PTY LTD | Hi Resolution Temp Sensor | 345 | Weather Parameter Sensor - connects to Telemetry Kit | Not intedend for self install | No | <not provided> | Eligible | Eligible for rebate funding. | N/A
10151 | 1475448 | LOXTON IRRIGATION CENTRE PTY LTD | Rain Bucket | 330 | Weather Parameter Sensor - connects to Telemetry Kit | Not intedend for self install | No | <not provided> | Eligible | Eligible for rebate funding. | N/A
10168 | 1475448 | LOXTON IRRIGATION CENTRE PTY LTD | Leaf Wetness Sensor | 305 | Weather Parameter Sensor - connects to Telemetry Kit | Not intedend for self install | No | <not provided> | Eligible | Eligible for rebate funding. | N/A
10165 | 1475448 | LOXTON IRRIGATION CENTRE PTY LTD | Pressure Transmitter 0-6 Bar (87 PSI) with 9ft of cable prewired (indent) | 258 | Water Pressure Sensor - connects to Telemetry Kit | Not intedend for self install | No | <not provided> | Eligible | Eligible for rebate funding. | N/A
10166 | 1475448 | LOXTON IRRIGATION CENTRE PTY LTD | Pressure Transmitter 0-10 Bar (145 PSI) with 9ft of cable prewired (indent) | 258 | Water Pressure Sensor - connects to Telemetry Kit | Not intedend for self install | No | <not provided> | Eligible | Eligible for rebate funding. | N/A
10163 | 1475448 | LOXTON IRRIGATION CENTRE PTY LTD | Pressure Transmitter 0-6 Bar (87 PSI) with 3ft of cable prewired (indent) | 247 | Water Pressure Sensor - connects to Telemetry Kit | Not intedend for self install | No | <not provided> | Eligible | Eligible for rebate funding. | N/A
10164 | 1475448 | LOXTON IRRIGATION CENTRE PTY LTD | Pressure Transmitter 0-10 Bar (145 PSI) with 3ft of cable prewired (indent) | 247 | Water Pressure Sensor - connects to Telemetry Kit | Not intedend for self install | No | <not provided> | Eligible | Eligible for rebate funding. | N/A
10157 | 1475448 | LOXTON IRRIGATION CENTRE PTY LTD | Pressure Transmitter 0-0.5 Bar (7 PSI) (External Tank Level Sensor) | 236 | Water Pressure Sensor - connects to Telemetry Kit | Not intedend for self install | No | <not provided> | Eligible | Eligible for rebate funding. | N/A
10158 | 1475448 | LOXTON IRRIGATION CENTRE PTY LTD | Pressure Transmitter 0-2.5 Bar (36 PSI) | 236 | Water Pressure Sensor - connects to Telemetry Kit | Not intedend for self install | No | <not provided> | Eligible | Eligible for rebate funding. | N/A
10159 | 1475448 | LOXTON IRRIGATION CENTRE PTY LTD | Pressure Transmitter 0-6 Bar (87 PSI) | 236 | Water Pressure Sensor - connects to Telemetry Kit | Not intedend for self install | No | <not provided> | Eligible | Eligible for rebate funding. | N/A
10160 | 1475448 | LOXTON IRRIGATION CENTRE PTY LTD | Pressure Transmitter 0-10 Bar (145 PSI) | 236 | Water Pressure Sensor - connects to Telemetry Kit | Not intedend for self install | No | <not provided> | Eligible | Eligible for rebate funding. | N/A
10161 | 1475448 | LOXTON IRRIGATION CENTRE PTY LTD | Pressure Transmitter 0-16 Bar (230 PSI) | 236 | Water Pressure Sensor - connects to Telemetry Kit | Not intedend for self install | No | <not provided> | Eligible | Eligible for rebate funding. | N/A
10162 | 1475448 | LOXTON IRRIGATION CENTRE PTY LTD | Pressure Transmitter 0-25 Bar (350 PSI) | 236 | Water Pressure Sensor - connects to Telemetry Kit | Not intedend for self install | No | <not provided> | Eligible | Eligible for rebate funding. | N/A
9971 | 1475448 | LOXTON IRRIGATION CENTRE PTY LTD | 74320-000006 0-10 Bar Pressure Sensor Irrig.Monitor | 189 | GS One analogue pressure sensor 0-10 bar for sensing irrigation system pressure | YES following the manual | No | <not provided> | Eligible | Eligible for rebate funding. | N/A
9968 | 1475448 | LOXTON IRRIGATION CENTRE PTY LTD | 74320-000002 0.5 Bar pressure switch irrig.monitor | 60 | GS One digital pressure switch 0.5bar for sensing irrigation lateral operation | YES following the manual | No | <not provided> | Eligible | Eligible for rebate funding. | N/A
9969 | 1475448 | LOXTON IRRIGATION CENTRE PTY LTD | 74320-000003 1.5 Bar pressure switch irrig.monitor | 60 | GS One digital pressure switch 1.5bar for sensing irrigation lateral operation | YES following the manual | No | <not provided> | Eligible | Eligible for rebate funding. | N/A
9970 | 1475448 | LOXTON IRRIGATION CENTRE PTY LTD | 74320-000005 1.0 Bar Pressure Switch Irrig.Monitor | 60 | GS One digital pressure switch 1.0bar for sensing irrigation lateral operation | YES following the manual | No | <not provided> | Eligible | Eligible for rebate funding. | N/A
10125 | 1475448 | LOXTON IRRIGATION CENTRE PTY LTD | Level Shift Board - use with EnviroPro for extended cable runs | 37 | Adaptor Board for existing probes to connect to Telemetry Kits | Not intedend for self install | No | <not provided> | Eligible | Eligible for rebate funding. | N/A
1459 | 1473996 | M & J Sparke Pty Ltd | Imetos IMT 300 Mechanical Wind Sensor | 6500 | Imetos 300, rainfall, temperature, Humidity, Raditation, Wind Speed and Direction, Supporting 2 Soil probe. | No | No | <not provided> | Eligible | Eligible for rebate funding. | N/A
1457 | 1473996 | M & J Sparke Pty Ltd | Metos 5 280 Mechanical Wind Sensor | 5461 | Metos 5, rainfall, temperature, Humidity, Raditation, Wind Speed and Direction, Supporting 1 Soil probe. | No | No | <not provided> | Eligible | Eligible for rebate funding. | N/A
1465 | 1473996 | M & J Sparke Pty Ltd | CX-STRAT01-B-N | 3990 | Strato 1 Weather Station (ST1) *Weather Station, telemetry and mounting kit. Measures rainfall, humidity, temperature, and wind | No | NO | <not provided> | Eligible Bundle | Itemised component breakdown required and must be provided when the claim is lodged, in accordance with the Grant Opportunity Guidelines. | N/A
1464 | 1473996 | M & J Sparke Pty Ltd | EP100GL-12 | 2400 | Enviropro Soil Moisture Temperature Probe 120cm | No | No | <not provided> | Eligible | Eligible for rebate funding. | N/A
1458 | 1473996 | M & J Sparke Pty Ltd | Metos Base | 1454 | Metos Base, no sensors with this unit | No | No | <not provided> | Eligible | Eligible for rebate funding. | N/A
1463 | 1473996 | M & J Sparke Pty Ltd | EP100GL-80 | 1200 | Enviropro Soil Moisture Temperature Probe 80cm | No | No | <not provided> | Eligible | Eligible for rebate funding. | N/A
1467 | 1473996 | M & J Sparke Pty Ltd | 600169 | 700 | Pessl Rain Gauge | No | No | <not provided> | Eligible | Eligible for rebate funding. | N/A
8023 | 1475153 | M VINES & R VINES | 70240-000112 Octave 12 BS Netafim-AU NMI | 13130 | 12" Ultrasonic Water with rate of flow display. NMI approved | Yes | No | Installation and training is provided by the supplier at a cost of $120/hr. This is in addition to the cost of the equipment. | Eligible | Eligible for rebate funding. | N/A
8022 | 1475153 | M VINES & R VINES | 70240-000111 Octave 10 BS Netafim-AU NMI | 11822 | 10" Ultrasonic Water with rate of flow display. NMI approved | Yes | No | Installation and training is provided by the supplier at a cost of $120/hr. This is in addition to the cost of the equipment. | Eligible | Eligible for rebate funding. | N/A
7865 | 1475153 | M VINES & R VINES | Vaisala Weather Transmitter | 10050 | Weather Station - connects to Telemetry Kit | No | No | Installation and training is provided by the supplier at a cost of $120/hr. This is in addition to the cost of the equipment. | Eligible | Eligible for rebate funding. | N/A
8021 | 1475153 | M VINES & R VINES | 70240-000055 Octave 8 High Flow SST AU NMI BSTD | 9188 | 8" Ultrasonic Water with rate of flow display. NMI approved | Yes | No | Installation and training is provided by the supplier at a cost of $120/hr. This is in addition to the cost of the equipment. | Eligible | Eligible for rebate funding. | N/A
8017 | 1475153 | M VINES & R VINES | 70240-000012 Octave 8 High Flow S.St BSTD | 9188 | 8" Ultrasonic Water with rate of flow display | Yes | No | Installation and training is provided by the supplier at a cost of $120/hr. This is in addition to the cost of the equipment. | Eligible | Eligible for rebate funding. | N/A
8020 | 1475153 | M VINES & R VINES | 70240-000054 Octave 6 High Flow SST AU NMI BSTD | 8917 | 6" Ultrasonic Water with rate of flow display. NMI approved | Yes | No | Installation and training is provided by the supplier at a cost of $120/hr. This is in addition to the cost of the equipment. | Eligible | Eligible for rebate funding. | N/A
8016 | 1475153 | M VINES & R VINES | 70240-000009 Octave 6 High Flow S.St BSTD | 8917 | 6" Ultrasonic Water with rate of flow display | Yes | No | Installation and training is provided by the supplier at a cost of $120/hr. This is in addition to the cost of the equipment. | Eligible | Eligible for rebate funding. | N/A
8013 | 1475153 | M VINES & R VINES | 70240-000109 Octave 6 S.St BS F.F Netafim-AU NMI | 8105 | 6" Ultrasonic Water with rate of flow display. NMI Approved | Yes | No | Installation and training is provided by the supplier at a cost of $120/hr. This is in addition to the cost of the equipment. | Eligible | Eligible for rebate funding. | N/A
7864 | 1475153 | M VINES & R VINES | ATMOS 41 Gen 2 all-in-one weather station including bird guard, SDI-12 output, 5m cable | 7500 | Weather Station - connects to Telemetry Kit | No | No | Installation and training is provided by the supplier at a cost of $120/hr. This is in addition to the cost of the equipment. | Eligible | Eligible for rebate funding. | N/A
8019 | 1475153 | M VINES & R VINES | 70240-000053 Octave 4 High Flow SST AU NMI BSTD | 5937 | 4" Ultrasonic Water with rate of flow display. NMI approved | Yes | No | Installation and training is provided by the supplier at a cost of $120/hr. This is in addition to the cost of the equipment. | Eligible | Eligible for rebate funding. | N/A
8015 | 1475153 | M VINES & R VINES | 70240-000005 Octave 4 High Flow S.St BSTD | 5937 | 4" Ultrasonic Water with rate of flow display | Yes | No | Installation and training is provided by the supplier at a cost of $120/hr. This is in addition to the cost of the equipment. | Eligible | Eligible for rebate funding. | N/A
8012 | 1475153 | M VINES & R VINES | 70240-000107 Octave 4 S.St BS F.F Netafim-AU NMI | 5397 | 4" Ultrasonic Water with rate of flow display. NMI Approved | Yes | No | Installation and training is provided by the supplier at a cost of $120/hr. This is in addition to the cost of the equipment. | Eligible | Eligible for rebate funding. | N/A
8018 | 1475153 | M VINES & R VINES | 70240-000052 Octave 3 High Flow SST AU NMI BSTD | 5213 | 3" Ultrasonic Water with rate of flow display. NMI approved | Yes | No | Installation and training is provided by the supplier at a cost of $120/hr. This is in addition to the cost of the equipment. | Eligible | Eligible for rebate funding. | N/A
8014 | 1475153 | M VINES & R VINES | 70240-000002 Octave 3 High Flow S.St BSTD | 5213 | 3" Ultrasonic Water with rate of flow display | Yes | No | Installation and training is provided by the supplier at a cost of $120/hr. This is in addition to the cost of the equipment. | Eligible | Eligible for rebate funding. | N/A
8011 | 1475153 | M VINES & R VINES | 70240-000105 Octave 3 S.St BS F.F Netafim-AU NMI | 4739 | 3" Ultrasonic Water with rate of flow display. NMI Approved | Yes | No | Installation and training is provided by the supplier at a cost of $120/hr. This is in addition to the cost of the equipment. | Eligible | Eligible for rebate funding. | N/A
8008 | 1475153 | M VINES & R VINES | 70240-000101 Octave 2 S.St BS F.F Netafim-AU NMI | 4141 | 2" Ultrasonic Water with rate of flow display. NMI Approved | Yes | No | Installation and training is provided by the supplier at a cost of $120/hr. This is in addition to the cost of the equipment. | Eligible | Eligible for rebate funding. | N/A
8009 | 1475153 | M VINES & R VINES | 70240-000102 Octave 2 S.St Thr W/Cplgs Netafim-AU NMI | 3861 | 2" Ultrasonic Water with rate of flow display. NMI Approved | Yes | No | Installation and training is provided by the supplier at a cost of $120/hr. This is in addition to the cost of the equipment. | Eligible | Eligible for rebate funding. | N/A
8010 | 1475153 | M VINES & R VINES | 70240-000103 Octave 2 Pl Thr W/Cplgs Netafim-AU NMI | 3712 | 2" Ultrasonic Water with rate of flow display. NMI Approved | Yes | No | Installation and training is provided by the supplier at a cost of $120/hr. This is in addition to the cost of the equipment. | Eligible | Eligible for rebate funding. | N/A
7790 | 1475153 | M VINES & R VINES | iData - Webgateway (9 Inputs), requires a mobile phone SIM (not included)* | 3700 | Solar Powered Radio Telemetry Kit for Environmental or Farm Management Sensors with Cellular Modem | No | No | Installation and training is provided by the supplier at a cost of $120/hr. This is in addition to the cost of the equipment. | Eligible | Eligible for rebate funding. | N/A
7981 | 1475153 | M VINES & R VINES | 74360-007901 EC/pH transmitter, 110/230 Volt, wall mount | 3418 | Analogue Transmitter with display for the EC and pH senors [sensors not included] | No | No | Installation and training is provided by the supplier at a cost of $120/hr. This is in addition to the cost of the equipment. | Eligible | Eligible for rebate funding. | N/A
7797 | 1475153 | M VINES & R VINES | iData - Webgateway Dual, requires a mobile phone SIM (not included)* | 3355 | Solar Powered Radio Telemetry Kit for Environmental or Farm Management Sensors with Cellular Modem, with outputs to control two devices | No | No | Installation and training is provided by the supplier at a cost of $120/hr. This is in addition to the cost of the equipment. | Eligible | Eligible for rebate funding. | N/A
7842 | 1475153 | M VINES & R VINES | EnviroPro Sub Surface 160S Moisture, Temp, Salinity Probe | 3320 | Soil Mositure Probe - connects by cable to Telemetry Kit | No | No | Installation and training is provided by the supplier at a cost of $120/hr. This is in addition to the cost of the equipment. | Eligible | Eligible for rebate funding. | N/A
7788 | 1475153 | M VINES & R VINES | iData - Web 4G (9 Inputs) , requires a mobile phone SIM (not included)* | 2775 | Solar Powered Telemetry Kit for Environmental or Farm Management Sensors with Cellular Modem | No | No | Installation and training is provided by the supplier at a cost of $120/hr. This is in addition to the cost of the equipment. | Eligible | Eligible for rebate funding. | N/A
7789 | 1475153 | M VINES & R VINES | iData - Web 4G (9 Inputs) with 240v Plug Pack, requires a mobile phone SIM (not included)* | 2775 | Mains Powered Telemetry Kit for Environmental or Farm Management Sensors with Cellular Modem | No | No | Installation and training is provided by the supplier at a cost of $120/hr. This is in addition to the cost of the equipment. | Eligible | Eligible for rebate funding. | N/A
7795 | 1475153 | M VINES & R VINES | iData - Webgateway Single, requires a mobile phone SIM (not included)* | 2650 | Solar Powered Radio Telemetry Kit for Environmental or Farm Management Sensors with Cellular Modem, with output to control one device | No | No | Installation and training is provided by the supplier at a cost of $120/hr. This is in addition to the cost of the equipment. | Eligible | Eligible for rebate funding. | N/A
7796 | 1475153 | M VINES & R VINES | iData - Webgateway Single with 240v Plug Pack, requires a mobile phone SIM (not included)* | 2650 | Mains Powered Radio Telemetry Kit for Environmental or Farm Management Sensors with Cellular Modem, with outputs to control two devices | No | No | Installation and training is provided by the supplier at a cost of $120/hr. This is in addition to the cost of the equipment. | Eligible | Eligible for rebate funding. | N/A
7794 | 1475153 | M VINES & R VINES | iData - Web Dual, requires a mobile phone SIM (not included)* | 2525 | Solar Powered Telemetry Kit for Environmental or Farm Management Sensors with Cellular Modem with outputs to control two devices | No | No | Installation and training is provided by the supplier at a cost of $120/hr. This is in addition to the cost of the equipment. | Eligible | Eligible for rebate funding. | N/A
7764 | 1475153 | M VINES & R VINES | iData - Radio (9 inputs) with Extra Large Hinged Enclosure | 2455 | Solar Powered Radio Telemetry Kit for Environmental or Farm Management Sensors | No | No | Installation and training is provided by the supplier at a cost of $120/hr. This is in addition to the cost of the equipment. | Eligible | Eligible for rebate funding. | N/A
7841 | 1475153 | M VINES & R VINES | EnviroPro Sub Surface 120S Moisture, Temp, Salinity Probe | 2400 | Soil Mositure Probe - connects by cable to Telemetry Kit | No | No | Installation and training is provided by the supplier at a cost of $120/hr. This is in addition to the cost of the equipment. | Eligible | Eligible for rebate funding. | N/A
8004 | 1475153 | M VINES & R VINES | 74730-000090 Dendrometer Stalk Diameter-Ecomatik | 2229 | GS One plant stalk diameter sensor | Yes | No | Installation and training is provided by the supplier at a cost of $120/hr. This is in addition to the cost of the equipment. | Eligible | Eligible for rebate funding. | N/A
7763 | 1475153 | M VINES & R VINES | iData - Radio (9 inputs) with Extra Large Enclosure and 7AH Lithium Battery | 2205 | Solar Powered Radio Telemetry Kit for Environmental or Farm Management Sensors | No | No | Installation and training is provided by the supplier at a cost of $120/hr. This is in addition to the cost of the equipment. | Eligible | Eligible for rebate funding. | N/A
7762 | 1475153 | M VINES & R VINES | iData - Radio (9 inputs) with Extra Large Enclosure | 2155 | Solar Powered Radio Telemetry Kit for Environmental or Farm Management Sensors | No | No | Installation and training is provided by the supplier at a cost of $120/hr. This is in addition to the cost of the equipment. | Eligible | Eligible for rebate funding. | N/A
7761 | 1475153 | M VINES & R VINES | iData - Radio (9 inputs) with 7AH Lithium Battery | 2099 | Solar Powered Radio Telemetry Kit for Environmental or Farm Management Sensors | No | No | Installation and training is provided by the supplier at a cost of $120/hr. This is in addition to the cost of the equipment. | Eligible | Eligible for rebate funding. | N/A
8005 | 1475153 | M VINES & R VINES | 74730-000091 Dendrometer Trunk Diameter-Ecomatik | 2077 | GS One plant trunk diameter sensor | Yes | No | Installation and training is provided by the supplier at a cost of $120/hr. This is in addition to the cost of the equipment. | Eligible | Eligible for rebate funding. | N/A
7890 | 1475153 | M VINES & R VINES | Fruit Dendrometer. 4 to 30 mm range. SDI-12 output. 5m cable. | 2054 | Plant Growth Sensor - connects to Telemetry Kit | No | No | Installation and training is provided by the supplier at a cost of $120/hr. This is in addition to the cost of the equipment. | Eligible | Eligible for rebate funding. | N/A
7891 | 1475153 | M VINES & R VINES | Fruit Dendrometer. 30 to 160 mm range. SDI-12 output. 5m cable. | 2054 | Plant Growth Sensor - connects to Telemetry Kit | No | No | Installation and training is provided by the supplier at a cost of $120/hr. This is in addition to the cost of the equipment. | Eligible | Eligible for rebate funding. | N/A
7892 | 1475153 | M VINES & R VINES | Fruit Dendrometer. 15 to 90 mm range. SDI-12 output. 5m cable. | 2054 | Plant Growth Sensor - connects to Telemetry Kit | No | No | Installation and training is provided by the supplier at a cost of $120/hr. This is in addition to the cost of the equipment. | Eligible | Eligible for rebate funding. | N/A
7893 | 1475153 | M VINES & R VINES | Fruit Dendrometer. 7 to 45 mm range. SDI-12 output. 5m cable. | 2054 | Plant Growth Sensor - connects to Telemetry Kit | No | No | Installation and training is provided by the supplier at a cost of $120/hr. This is in addition to the cost of the equipment. | Eligible | Eligible for rebate funding. | N/A
7759 | 1475153 | M VINES & R VINES | iData - Radio (9 inputs) | 2040 | Solar Powered Radio Telemetry Kit for Environmental or Farm Management Sensors | No | No | Installation and training is provided by the supplier at a cost of $120/hr. This is in addition to the cost of the equipment. | Eligible | Eligible for rebate funding. | N/A
7760 | 1475153 | M VINES & R VINES | iData - Radio with 240v Plug Pack (9 inputs) | 2040 | Mains Powered Radio Telemetry Kit for Environmental or Farm Management Sensors | No | No | Installation and training is provided by the supplier at a cost of $120/hr. This is in addition to the cost of the equipment. | Eligible | Eligible for rebate funding. | N/A
7792 | 1475153 | M VINES & R VINES | iData - Web Single, requires a mobile phone SIM (not included)* | 1820 | Solar Powered Telemetry Kit for Environmental or Farm Management Sensors with Cellular Modem, with output to control one device | No | No | Installation and training is provided by the supplier at a cost of $120/hr. This is in addition to the cost of the equipment. | Eligible | Eligible for rebate funding. | N/A
7793 | 1475153 | M VINES & R VINES | iData - Web Single with 240v Plug Pack, requires a mobile phone SIM (not included)* | 1820 | Mains Powered Telemetry Kit for Environmental or Farm Management Sensors with Cellular Modem, with outputs to control two devices | No | No | Installation and training is provided by the supplier at a cost of $120/hr. This is in addition to the cost of the equipment. | Eligible | Eligible for rebate funding. | N/A
7887 | 1475153 | M VINES & R VINES | DE-1 Dendrometer mounted on implanted rod | 1814 | Plant Growth Sensor - connects to Telemetry Kit | No | No | Installation and training is provided by the supplier at a cost of $120/hr. This is in addition to the cost of the equipment. | Eligible | Eligible for rebate funding. | N/A
7888 | 1475153 | M VINES & R VINES | SD-5 Stem Microvariation Sensor | 1814 | Plant Growth Sensor - connects to Telemetry Kit | No | No | Installation and training is provided by the supplier at a cost of $120/hr. This is in addition to the cost of the equipment. | Eligible | Eligible for rebate funding. | N/A
7889 | 1475153 | M VINES & R VINES | SD-10 Stem Microvariation Sensor | 1814 | Plant Growth Sensor - connects to Telemetry Kit | No | No | Installation and training is provided by the supplier at a cost of $120/hr. This is in addition to the cost of the equipment. | Eligible | Eligible for rebate funding. | N/A
7840 | 1475153 | M VINES & R VINES | EnviroPro Sub Surface 80S Moisture, Temp, Salinity Probe | 1640 | Soil Mositure Probe - connects by cable to Telemetry Kit | No | No | Installation and training is provided by the supplier at a cost of $120/hr. This is in addition to the cost of the equipment. | Eligible | Eligible for rebate funding. | N/A
8002 | 1475153 | M VINES & R VINES | 74730-000009 Soil Moisture Netacap WP 6/60cm | 1623 | 60cm GS One/RadioNet Capacitance probes to measure soil moisture and temperature | Yes | No | Installation and training is provided by the supplier at a cost of $120/hr. This is in addition to the cost of the equipment. | Eligible | Eligible for rebate funding. | N/A
8003 | 1475153 | M VINES & R VINES | 74730-000011 Soil Moisture NetaCap WP 6/80cm | 1623 | 80cm GS One/RadioNet Capacitance probes to measure soil moisture and temperature | Yes | No | Installation and training is provided by the supplier at a cost of $120/hr. This is in addition to the cost of the equipment. | Eligible | Eligible for rebate funding. | N/A
8001 | 1475153 | M VINES & R VINES | 74730-000008 Soil Moisture Netacap WP 4/40cm | 1602 | 40cm GS One/RadioNet Capacitance probes to measure soil moisture and temperature | Yes | No | Installation and training is provided by the supplier at a cost of $120/hr. This is in addition to the cost of the equipment. | Eligible | Eligible for rebate funding. | N/A
8026 | 1475153 | M VINES & R VINES | 70240-005400 Fert Meter, PB, 25mm (1") with 1 L Pulse Output (400-1500 L/hr) | 1504 | 25mm Fertiliser meter with chemical resistant body and pulsed digital output for 1 litre | Yes | No | Installation and training is provided by the supplier at a cost of $120/hr. This is in addition to the cost of the equipment. | Eligible | Eligible for rebate funding. | N/A
7989 | 1475153 | M VINES & R VINES | 74320-000004 Pyranometer Rad.RK200-04 2M Cable 4-20mA | 1477 | Management sensor for the GS Max controller to operate irrigation frequence according to solar radiation | No | No | Installation and training is provided by the supplier at a cost of $120/hr. This is in addition to the cost of the equipment. | Eligible | Eligible for rebate funding. | N/A
7787 | 1475153 | M VINES & R VINES | iData Logger - Cable (9 inputs) | 1455 | Solar Powered Expansion Kit for Environmental or Farm Management Sensors | No | No | Installation and training is provided by the supplier at a cost of $120/hr. This is in addition to the cost of the equipment. | Eligible | Eligible for rebate funding. | N/A
7992 | 1475153 | M VINES & R VINES | 74715-000014 GS One G2 Ext.Panel Pv 5.5W | 1406 | Standalone solar powered cellular cloud connected data collection platform for digital, analogue and Serial type sensors | Yes | No | Installation and training is provided by the supplier at a cost of $120/hr. This is in addition to the cost of the equipment. | Eligible | Eligible for rebate funding. | N/A
8000 | 1475153 | M VINES & R VINES | 74730-000013 Soil Moisture Netacap BP 3/30cm | 1374 | 30cm GS One/RadioNet Capacitance probes to measure soil moisture and temperature | Yes | No | Installation and training is provided by the supplier at a cost of $120/hr. This is in addition to the cost of the equipment. | Eligible | Eligible for rebate funding. | N/A
7900 | 1475153 | M VINES & R VINES | Implexx Sap Flow Sensor Gen 2 with 30mm long probes. Heat pulse velocity sensor for sap flow and stem water content. Stainless steel sleeves included (pack of 9). SDI-12 output. 5m cable. | 1337 | Plant Growth Sensor - connects to Telemetry Kit | No | No | Installation and training is provided by the supplier at a cost of $120/hr. This is in addition to the cost of the equipment. | Eligible | Eligible for rebate funding. | N/A
8007 | 1475153 | M VINES & R VINES | 74730-000038 Multi-Parameter Sensor WET150-Delta T | 1250 | GS One single site soil, moisture ,temperature and bulk EC sensor | Yes | No | Installation and training is provided by the supplier at a cost of $120/hr. This is in addition to the cost of the equipment. | Eligible | Eligible for rebate funding. | N/A
7839 | 1475153 | M VINES & R VINES | EnviroPro Sub Surface 40S Moisture, Temp, Salinity Probe | 1140 | Soil Mositure Probe - connects by cable to Telemetry Kit | No | No | Installation and training is provided by the supplier at a cost of $120/hr. This is in addition to the cost of the equipment. | Eligible | Eligible for rebate funding. | N/A
7874 | 1475153 | M VINES & R VINES | Temperature, relative humidity, vapour pressure deficit, barometric sensor, SDI-12 output, 5m cable, with radiation shield | 1140 | Weather Parameter Sensor - connects to Telemetry Kit | No | No | Installation and training is provided by the supplier at a cost of $120/hr. This is in addition to the cost of the equipment. | Eligible | Eligible for rebate funding. | N/A
7838 | 1475153 | M VINES & R VINES | AquaCheck Sub Surface 120cm Probe with 5m cable | 1088 | Soil Mositure Probe - connects by cable to Telemetry Kit | No | No | Installation and training is provided by the supplier at a cost of $120/hr. This is in addition to the cost of the equipment. | Eligible | Eligible for rebate funding. | N/A
7837 | 1475153 | M VINES & R VINES | AquaCheck Sub Surface 100cm Probe with 5m cable | 1067 | Soil Mositure Probe - connects by cable to Telemetry Kit | No | No | Installation and training is provided by the supplier at a cost of $120/hr. This is in addition to the cost of the equipment. | Eligible | Eligible for rebate funding. | N/A
7836 | 1475153 | M VINES & R VINES | AquaCheck Sub Surface 80cm Probe with 5m cable | 1057 | Soil Mositure Probe - connects by cable to Telemetry Kit | No | No | Installation and training is provided by the supplier at a cost of $120/hr. This is in addition to the cost of the equipment. | Eligible | Eligible for rebate funding. | N/A
7999 | 1475153 | M VINES & R VINES | 74730-000002 Tens.MS -60/24-Irrometer | 1044 | GS One 60cm analogue Tensiometer | Yes | No | Installation and training is provided by the supplier at a cost of $120/hr. This is in addition to the cost of the equipment. | Eligible | Eligible for rebate funding. | N/A
7835 | 1475153 | M VINES & R VINES | AquaCheck Sub Surface 60cm Probe with 5m cable | 1030 | Soil Mositure Probe - connects by cable to Telemetry Kit | No | No | Installation and training is provided by the supplier at a cost of $120/hr. This is in addition to the cost of the equipment. | Eligible | Eligible for rebate funding. | N/A
7998 | 1475153 | M VINES & R VINES | 74730-000001 Tens.MS -30/12-Irrometer | 1001 | GS One 30cm analogue Tensiometer | Yes | No | Installation and training is provided by the supplier at a cost of $120/hr. This is in addition to the cost of the equipment. | Eligible | Eligible for rebate funding. | N/A
8006 | 1475153 | M VINES & R VINES | 74730-000010 Soil Moisture SM150T- DeltaT | 1001 | GS One single site soil moisture and temperature sensor | Yes | No | Installation and training is provided by the supplier at a cost of $120/hr. This is in addition to the cost of the equipment. | Eligible | Eligible for rebate funding. | N/A
7894 | 1475153 | M VINES & R VINES | LT-1 Leaf Temperature Sensor | 1000 | Weather Parameter Sensor - connects to Telemetry Kit | No | No | Installation and training is provided by the supplier at a cost of $120/hr. This is in addition to the cost of the equipment. | Eligible | Eligible for rebate funding. | N/A
7822 | 1475153 | M VINES & R VINES | 9 Port Logger Board with 1 Output | 985 | Input Expansion Module | No | No | Installation and training is provided by the supplier at a cost of $120/hr. This is in addition to the cost of the equipment. | Eligible | Eligible for rebate funding. | N/A
7834 | 1475153 | M VINES & R VINES | AquaCheck Sub-Surface 40cm Probe with 5m cable | 924 | Soil Mositure Probe - connects by cable to Telemetry Kit | No | No | Installation and training is provided by the supplier at a cost of $120/hr. This is in addition to the cost of the equipment. | Eligible | Eligible for rebate funding. | N/A
7899 | 1475153 | M VINES & R VINES | Soil water potential and temperature sensor, calibrated, SDI-12 output, 5m cable. | 875 | Soil Mositure Probe - connects by cable to Telemetry Kit | No | No | Installation and training is provided by the supplier at a cost of $120/hr. This is in addition to the cost of the equipment. | Eligible | Eligible for rebate funding. | N/A
7993 | 1475153 | M VINES & R VINES | 74320-000001 Stand Alone Rain Collector-Pronamic | 866 | GS One digital rain gauge | Yes | No | Installation and training is provided by the supplier at a cost of $120/hr. This is in addition to the cost of the equipment. | Eligible | Eligible for rebate funding. | N/A
7895 | 1475153 | M VINES & R VINES | TDR-315H Sensor - Volumetric Water Content, Temperature & EC | 850 | Soil Mositure Probe - connects by cable to Telemetry Kit | No | No | Installation and training is provided by the supplier at a cost of $120/hr. This is in addition to the cost of the equipment. | Eligible | Eligible for rebate funding. | N/A
7896 | 1475153 | M VINES & R VINES | TDR-310W Sensor - Volumetric Water Content, Temperature & EC | 850 | Soil Mositure Probe - connects by cable to Telemetry Kit | No | No | Installation and training is provided by the supplier at a cost of $120/hr. This is in addition to the cost of the equipment. | Eligible | Eligible for rebate funding. | N/A
7897 | 1475153 | M VINES & R VINES | TDR-305N Sensor - Volumetric Water Content, Temperature & EC | 850 | Soil Mositure Probe - connects by cable to Telemetry Kit | No | No | Installation and training is provided by the supplier at a cost of $120/hr. This is in addition to the cost of the equipment. | Eligible | Eligible for rebate funding. | N/A
7898 | 1475153 | M VINES & R VINES | Soil water content, temperature & EC sensor, SDI-12 output, 5m cable | 825 | Soil Mositure Probe - connects by cable to Telemetry Kit | No | No | Installation and training is provided by the supplier at a cost of $120/hr. This is in addition to the cost of the equipment. | Eligible | Eligible for rebate funding. | N/A
8024 | 1475153 | M VINES & R VINES | 70240-005700 Fert Meter, SF, 20mm (3/4") with 0.1 L Pulse Output (70-300 L/hr) | 741 | 20mm Fertiliser meter with chemical resistant body and pulsed digital output for 0.1 litre | Yes | No | Installation and training is provided by the supplier at a cost of $120/hr. This is in addition to the cost of the equipment. | Eligible | Eligible for rebate funding. | N/A
8025 | 1475153 | M VINES & R VINES | 70240-005720 Fert Meter, SF, 20mm (3/4") with 1 L Pulse Output (70-300 L/hr) | 741 | 20mm Fertiliser meter with chemical resistant body and pulsed digital output for 0.1 litre | Yes | No | Installation and training is provided by the supplier at a cost of $120/hr. This is in addition to the cost of the equipment. | Eligible | Eligible for rebate funding. | N/A
7988 | 1475153 | M VINES & R VINES | 74703-000002 Temp & Humidity with Vent Sensor for GS Max | 737 | Temperature and Humidy sensor wired direct to the GS MAX or to a RadioNet DCP unit. | No | No | Installation and training is provided by the supplier at a cost of $120/hr. This is in addition to the cost of the equipment. | Eligible | Eligible for rebate funding. | N/A
7833 | 1475153 | M VINES & R VINES | AquaCheck Sub-Surface 20cm Probe with 5m cable | 685 | Soil Mositure Probe - connects by cable to Telemetry Kit | No | No | Installation and training is provided by the supplier at a cost of $120/hr. This is in addition to the cost of the equipment. | Eligible | Eligible for rebate funding. | N/A
7867 | 1475153 | M VINES & R VINES | Solar Radiation Sensor | 495 | Weather Parameter Sensor - connects to Telemetry Kit | No | No | Installation and training is provided by the supplier at a cost of $120/hr. This is in addition to the cost of the equipment. | Eligible | Eligible for rebate funding. | N/A
7868 | 1475153 | M VINES & R VINES | Anemometer | 495 | Weather Parameter Sensor - connects to Telemetry Kit | No | No | Installation and training is provided by the supplier at a cost of $120/hr. This is in addition to the cost of the equipment. | Eligible | Eligible for rebate funding. | N/A
7983 | 1475153 | M VINES & R VINES | 74360-000004 pH sensor, ABB, APS 110, for AWT420 | 493 | pH sensor probe one per transmitter | Yes | No | Installation and training is provided by the supplier at a cost of $120/hr. This is in addition to the cost of the equipment. | Eligible | Eligible for rebate funding. | N/A
7990 | 1475153 | M VINES & R VINES | 00035-000500 P/Tducer 4-20mA 0-10 Bar SS 1/4" M12 | 462 | Pressure sensor analogue used on the mainline or field valve for monitoring | No | No | Installation and training is provided by the supplier at a cost of $120/hr. This is in addition to the cost of the equipment. | Eligible | Eligible for rebate funding. | N/A
7873 | 1475153 | M VINES & R VINES | Temperature and Humidity Sensor | 397 | Weather Parameter Sensor - connects to Telemetry Kit | No | No | Installation and training is provided by the supplier at a cost of $120/hr. This is in addition to the cost of the equipment. | Eligible | Eligible for rebate funding. | N/A
7982 | 1475153 | M VINES & R VINES | 74360-000005 EC sensor, ABB, CS 150, for AWT420 | 385 | EC sensor probe one per transmitter | Yes | No | Installation and training is provided by the supplier at a cost of $120/hr. This is in addition to the cost of the equipment. | Eligible | Eligible for rebate funding. | N/A
7885 | 1475153 | M VINES & R VINES | Vacuum Pressure Transmitter 0-15PSI Absolute | 364 | Water Pressure Sensor - connects to Telemetry Kit | No | No | Installation and training is provided by the supplier at a cost of $120/hr. This is in addition to the cost of the equipment. | Eligible | Eligible for rebate funding. | N/A
7872 | 1475153 | M VINES & R VINES | Hi Resolution Temp Sensor | 345 | Weather Parameter Sensor - connects to Telemetry Kit | No | No | Installation and training is provided by the supplier at a cost of $120/hr. This is in addition to the cost of the equipment. | Eligible | Eligible for rebate funding. | N/A
7869 | 1475153 | M VINES & R VINES | Rain Bucket | 330 | Weather Parameter Sensor - connects to Telemetry Kit | No | No | Installation and training is provided by the supplier at a cost of $120/hr. This is in addition to the cost of the equipment. | Eligible | Eligible for rebate funding. | N/A
7886 | 1475153 | M VINES & R VINES | Leaf Wetness Sensor | 305 | Weather Parameter Sensor - connects to Telemetry Kit | No | No | Installation and training is provided by the supplier at a cost of $120/hr. This is in addition to the cost of the equipment. | Eligible | Eligible for rebate funding. | N/A
7883 | 1475153 | M VINES & R VINES | Pressure Transmitter 0-6 Bar (87 PSI) with 9ft of cable prewired (indent) | 258 | Water Pressure Sensor - connects to Telemetry Kit | No | No | Installation and training is provided by the supplier at a cost of $120/hr. This is in addition to the cost of the equipment. | Eligible | Eligible for rebate funding. | N/A
7884 | 1475153 | M VINES & R VINES | Pressure Transmitter 0-10 Bar (145 PSI) with 9ft of cable prewired (indent) | 258 | Water Pressure Sensor - connects to Telemetry Kit | No | No | Installation and training is provided by the supplier at a cost of $120/hr. This is in addition to the cost of the equipment. | Eligible | Eligible for rebate funding. | N/A
7881 | 1475153 | M VINES & R VINES | Pressure Transmitter 0-6 Bar (87 PSI) with 3ft of cable prewired (indent) | 247 | Water Pressure Sensor - connects to Telemetry Kit | No | No | Installation and training is provided by the supplier at a cost of $120/hr. This is in addition to the cost of the equipment. | Eligible | Eligible for rebate funding. | N/A
7882 | 1475153 | M VINES & R VINES | Pressure Transmitter 0-10 Bar (145 PSI) with 3ft of cable prewired (indent) | 247 | Water Pressure Sensor - connects to Telemetry Kit | No | No | Installation and training is provided by the supplier at a cost of $120/hr. This is in addition to the cost of the equipment. | Eligible | Eligible for rebate funding. | N/A
7875 | 1475153 | M VINES & R VINES | Pressure Transmitter 0-0.5 Bar (7 PSI) (External Tank Level Sensor) | 236 | Water Pressure Sensor - connects to Telemetry Kit | No | No | Installation and training is provided by the supplier at a cost of $120/hr. This is in addition to the cost of the equipment. | Eligible | Eligible for rebate funding. | N/A
7876 | 1475153 | M VINES & R VINES | Pressure Transmitter 0-2.5 Bar (36 PSI) | 236 | Water Pressure Sensor - connects to Telemetry Kit | No | No | Installation and training is provided by the supplier at a cost of $120/hr. This is in addition to the cost of the equipment. | Eligible | Eligible for rebate funding. | N/A
7877 | 1475153 | M VINES & R VINES | Pressure Transmitter 0-6 Bar (87 PSI) | 236 | Water Pressure Sensor - connects to Telemetry Kit | No | No | Installation and training is provided by the supplier at a cost of $120/hr. This is in addition to the cost of the equipment. | Eligible | Eligible for rebate funding. | N/A
7878 | 1475153 | M VINES & R VINES | Pressure Transmitter 0-10 Bar (145 PSI) | 236 | Water Pressure Sensor - connects to Telemetry Kit | No | No | Installation and training is provided by the supplier at a cost of $120/hr. This is in addition to the cost of the equipment. | Eligible | Eligible for rebate funding. | N/A
7879 | 1475153 | M VINES & R VINES | Pressure Transmitter 0-16 Bar (230 PSI) | 236 | Water Pressure Sensor - connects to Telemetry Kit | No | No | Installation and training is provided by the supplier at a cost of $120/hr. This is in addition to the cost of the equipment. | Eligible | Eligible for rebate funding. | N/A
7880 | 1475153 | M VINES & R VINES | Pressure Transmitter 0-25 Bar (350 PSI) | 236 | Water Pressure Sensor - connects to Telemetry Kit | No | No | Installation and training is provided by the supplier at a cost of $120/hr. This is in addition to the cost of the equipment. | Eligible | Eligible for rebate funding. | N/A
7997 | 1475153 | M VINES & R VINES | 74320-000006 0-10 Bar Pressure Sensor Irrig.Monitor | 189 | GS One analogue pressure sensor 0-10 bar for sensing irrigation system pressure | Yes | No | Installation and training is provided by the supplier at a cost of $120/hr. This is in addition to the cost of the equipment. | Eligible | Eligible for rebate funding. | N/A
7994 | 1475153 | M VINES & R VINES | 74320-000002 0.5 Bar pressure switch irrig.monitor | 60 | GS One digital pressure switch 0.5bar for sensing irrigation lateral operation | Yes | No | Installation and training is provided by the supplier at a cost of $120/hr. This is in addition to the cost of the equipment. | Eligible | Eligible for rebate funding. | N/A
7995 | 1475153 | M VINES & R VINES | 74320-000003 1.5 Bar pressure switch irrig.monitor | 60 | GS One digital pressure switch 1.5bar for sensing irrigation lateral operation | Yes | No | Installation and training is provided by the supplier at a cost of $120/hr. This is in addition to the cost of the equipment. | Eligible | Eligible for rebate funding. | N/A
7996 | 1475153 | M VINES & R VINES | 74320-000005 1.0 Bar Pressure Switch Irrig.Monitor | 60 | GS One digital pressure switch 1.0bar for sensing irrigation lateral operation | Yes | No | Installation and training is provided by the supplier at a cost of $120/hr. This is in addition to the cost of the equipment. | Eligible | Eligible for rebate funding. | N/A
7843 | 1475153 | M VINES & R VINES | Level Shift Board - use with EnviroPro for extended cable runs | 37 | Adaptor Board for existing probes to connect to Telemetry Kits | No | No | Installation and training is provided by the supplier at a cost of $120/hr. This is in addition to the cost of the equipment. | Eligible | Eligible for rebate funding. | N/A
11617 | 1475347 | Marodon Pty Ltd ATF Kreuzer Family Trust | 70240-000112 Octave 12 BS Netafim-AU NMI | 13130 | 12" Ultrasonic Water with rate of flow display. NMI approved | Yes | No | <not provided> | Eligible | Eligible for rebate funding. | N/A
11616 | 1475347 | Marodon Pty Ltd ATF Kreuzer Family Trust | 70240-000111 Octave 10 BS Netafim-AU NMI | 11822 | 10" Ultrasonic Water with rate of flow display. NMI approved | Yes | No | <not provided> | Eligible | Eligible for rebate funding. | N/A
11491 | 1475347 | Marodon Pty Ltd ATF Kreuzer Family Trust | Vaisala Weather Transmitter | 10050 | Weather Station - connects to Telemetry Kit | Not intedend for self install | No | <not provided> | Eligible | Eligible for rebate funding. | N/A
11615 | 1475347 | Marodon Pty Ltd ATF Kreuzer Family Trust | 70240-000055 Octave 8 High Flow SST AU NMI BSTD | 9188 | 8" Ultrasonic Water with rate of flow display. NMI approved | Yes | No | <not provided> | Eligible | Eligible for rebate funding. | N/A
11611 | 1475347 | Marodon Pty Ltd ATF Kreuzer Family Trust | 70240-000012 Octave 8 High Flow S.St BSTD | 9188 | 8" Ultrasonic Water with rate of flow display | Yes | No | <not provided> | Eligible | Eligible for rebate funding. | N/A
11614 | 1475347 | Marodon Pty Ltd ATF Kreuzer Family Trust | 70240-000054 Octave 6 High Flow SST AU NMI BSTD | 8917 | 6" Ultrasonic Water with rate of flow display. NMI approved | Yes | No | <not provided> | Eligible | Eligible for rebate funding. | N/A
11610 | 1475347 | Marodon Pty Ltd ATF Kreuzer Family Trust | 70240-000009 Octave 6 High Flow S.St BSTD | 8917 | 6" Ultrasonic Water with rate of flow display | Yes | No | <not provided> | Eligible | Eligible for rebate funding. | N/A
11607 | 1475347 | Marodon Pty Ltd ATF Kreuzer Family Trust | 70240-000109 Octave 6 S.St BS F.F Netafim-AU NMI | 8105 | 6" Ultrasonic Water with rate of flow display. NMI Approved | Yes | No | <not provided> | Eligible | Eligible for rebate funding. | N/A
11490 | 1475347 | Marodon Pty Ltd ATF Kreuzer Family Trust | ATMOS 41 Gen 2 all-in-one weather station including bird guard, SDI-12 output, 5m cable | 7500 | Weather Station - connects to Telemetry Kit | Not intedend for self install | No | <not provided> | Eligible | Eligible for rebate funding. | N/A
11613 | 1475347 | Marodon Pty Ltd ATF Kreuzer Family Trust | 70240-000053 Octave 4 High Flow SST AU NMI BSTD | 5937 | 4" Ultrasonic Water with rate of flow display. NMI approved | Yes | No | <not provided> | Eligible | Eligible for rebate funding. | N/A
11609 | 1475347 | Marodon Pty Ltd ATF Kreuzer Family Trust | 70240-000005 Octave 4 High Flow S.St BSTD | 5937 | 4" Ultrasonic Water with rate of flow display | Yes | No | <not provided> | Eligible | Eligible for rebate funding. | N/A
11606 | 1475347 | Marodon Pty Ltd ATF Kreuzer Family Trust | 70240-000107 Octave 4 S.St BS F.F Netafim-AU NMI | 5397 | 4" Ultrasonic Water with rate of flow display. NMI Approved | Yes | No | <not provided> | Eligible | Eligible for rebate funding. | N/A
11612 | 1475347 | Marodon Pty Ltd ATF Kreuzer Family Trust | 70240-000052 Octave 3 High Flow SST AU NMI BSTD | 5213 | 3" Ultrasonic Water with rate of flow display. NMI approved | Yes | No | <not provided> | Eligible | Eligible for rebate funding. | N/A
11608 | 1475347 | Marodon Pty Ltd ATF Kreuzer Family Trust | 70240-000002 Octave 3 High Flow S.St BSTD | 5213 | 3" Ultrasonic Water with rate of flow display | Yes | No | <not provided> | Eligible | Eligible for rebate funding. | N/A
11605 | 1475347 | Marodon Pty Ltd ATF Kreuzer Family Trust | 70240-000105 Octave 3 S.St BS F.F Netafim-AU NMI | 4739 | 3" Ultrasonic Water with rate of flow display. NMI Approved | Yes | No | <not provided> | Eligible | Eligible for rebate funding. | N/A
11602 | 1475347 | Marodon Pty Ltd ATF Kreuzer Family Trust | 70240-000101 Octave 2 S.St BS F.F Netafim-AU NMI | 4141 | 2" Ultrasonic Water with rate of flow display. NMI Approved | Yes | No | <not provided> | Eligible | Eligible for rebate funding. | N/A
11603 | 1475347 | Marodon Pty Ltd ATF Kreuzer Family Trust | 70240-000102 Octave 2 S.St Thr W/Cplgs Netafim-AU NMI | 3861 | 2" Ultrasonic Water with rate of flow display. NMI Approved | Yes | No | <not provided> | Eligible | Eligible for rebate funding. | N/A
11604 | 1475347 | Marodon Pty Ltd ATF Kreuzer Family Trust | 70240-000103 Octave 2 Pl Thr W/Cplgs Netafim-AU NMI | 3712 | 2" Ultrasonic Water with rate of flow display. NMI Approved | Yes | No | <not provided> | Eligible | Eligible for rebate funding. | N/A
11426 | 1475347 | Marodon Pty Ltd ATF Kreuzer Family Trust | iData - Webgateway (9 Inputs), requires a mobile phone SIM (not included)* | 3700 | Solar Powered Radio Telemetry Kit for Environmental or Farm Management Sensors with Cellular Modem | Not intedend for self install | No | <not provided> | Eligible | Eligible for rebate funding. | N/A
11578 | 1475347 | Marodon Pty Ltd ATF Kreuzer Family Trust | 74360-007901 EC/pH transmitter, 110/230 Volt, wall mount | 3418 | Analogue Transmitter with display for the EC and pH senors [sensors not included] | No Technical training required | Yes | We have a trained and certificated team, with full hydraulic and electrical installation capabilities. | Eligible | Eligible for rebate funding. | N/A
11433 | 1475347 | Marodon Pty Ltd ATF Kreuzer Family Trust | iData - Webgateway Dual, requires a mobile phone SIM (not included)* | 3355 | Solar Powered Radio Telemetry Kit for Environmental or Farm Management Sensors with Cellular Modem, with outputs to control two devices | Not intedend for self install | No | <not provided> | Eligible | Eligible for rebate funding. | N/A
11468 | 1475347 | Marodon Pty Ltd ATF Kreuzer Family Trust | EnviroPro Sub Surface 160S Moisture, Temp, Salinity Probe | 3320 | Soil Mositure Probe - connects by cable to Telemetry Kit | Not intedend for self install | No | <not provided> | Eligible | Eligible for rebate funding. | N/A
11424 | 1475347 | Marodon Pty Ltd ATF Kreuzer Family Trust | iData - Web 4G (9 Inputs) , requires a mobile phone SIM (not included)* | 2775 | Solar Powered Telemetry Kit for Environmental or Farm Management Sensors with Cellular Modem | Not intedend for self install | No | <not provided> | Eligible | Eligible for rebate funding. | N/A
11425 | 1475347 | Marodon Pty Ltd ATF Kreuzer Family Trust | iData - Web 4G (9 Inputs) with 240v Plug Pack, requires a mobile phone SIM (not included)* | 2775 | Mains Powered Telemetry Kit for Environmental or Farm Management Sensors with Cellular Modem | Not intedend for self install | No | <not provided> | Eligible | Eligible for rebate funding. | N/A
11431 | 1475347 | Marodon Pty Ltd ATF Kreuzer Family Trust | iData - Webgateway Single, requires a mobile phone SIM (not included)* | 2650 | Solar Powered Radio Telemetry Kit for Environmental or Farm Management Sensors with Cellular Modem, with output to control one device | Not intedend for self install | No | <not provided> | Eligible | Eligible for rebate funding. | N/A
11432 | 1475347 | Marodon Pty Ltd ATF Kreuzer Family Trust | iData - Webgateway Single with 240v Plug Pack, requires a mobile phone SIM (not included)* | 2650 | Mains Powered Radio Telemetry Kit for Environmental or Farm Management Sensors with Cellular Modem, with outputs to control two devices | Not intedend for self install | No | <not provided> | Eligible | Eligible for rebate funding. | N/A
11430 | 1475347 | Marodon Pty Ltd ATF Kreuzer Family Trust | iData - Web Dual, requires a mobile phone SIM (not included)* | 2525 | Solar Powered Telemetry Kit for Environmental or Farm Management Sensors with Cellular Modem with outputs to control two devices | Not intedend for self install | No | <not provided> | Eligible | Eligible for rebate funding. | N/A
5668 | 1475347 | Marodon Pty Ltd ATF Kreuzer Family Trust | iData - Radio (9 inputs) with Extra Large Hinged Enclosure | 2455 | Solar Powered Radio Telemetry Kit for Environmental or Farm Management Sensors | Not intedend for self install | No | <not provided> | Eligible | Eligible for rebate funding. | N/A
11467 | 1475347 | Marodon Pty Ltd ATF Kreuzer Family Trust | EnviroPro Sub Surface 120S Moisture, Temp, Salinity Probe | 2400 | Soil Mositure Probe - connects by cable to Telemetry Kit | Not intedend for self install | No | <not provided> | Eligible | Eligible for rebate funding. | N/A
11598 | 1475347 | Marodon Pty Ltd ATF Kreuzer Family Trust | 74730-000090 Dendrometer Stalk Diameter-Ecomatik | 2229 | GS One plant stalk diameter sensor | No Technical training required | Yes | We have a trained and certificated team, with full hydraulic and electrical installation capabilities. | Eligible | Eligible for rebate funding. | N/A
5667 | 1475347 | Marodon Pty Ltd ATF Kreuzer Family Trust | iData - Radio (9 inputs) with Extra Large Enclosure and 7AH Lithium Battery | 2205 | Solar Powered Radio Telemetry Kit for Environmental or Farm Management Sensors | Not intedend for self install | No | <not provided> | Eligible | Eligible for rebate funding. | N/A
5666 | 1475347 | Marodon Pty Ltd ATF Kreuzer Family Trust | iData - Radio (9 inputs) with Extra Large Enclosure | 2155 | Solar Powered Radio Telemetry Kit for Environmental or Farm Management Sensors | Not intedend for self install | No | <not provided> | Eligible | Eligible for rebate funding. | N/A
11410 | 1475347 | Marodon Pty Ltd ATF Kreuzer Family Trust | iData - Radio (9 inputs) with 7AH Lithium Battery | 2099 | Solar Powered Radio Telemetry Kit for Environmental or Farm Management Sensors | Not intedend for self install | No | <not provided> | Eligible | Eligible for rebate funding. | N/A
11599 | 1475347 | Marodon Pty Ltd ATF Kreuzer Family Trust | 74730-000091 Dendrometer Trunk Diameter-Ecomatik | 2077 | GS One plant trunk diameter sensor | No Technical training required | Yes | We have a trained and certificated team, with full hydraulic and electrical installation capabilities. | Eligible | Eligible for rebate funding. | N/A
11511 | 1475347 | Marodon Pty Ltd ATF Kreuzer Family Trust | Fruit Dendrometer. 4 to 30 mm range. SDI-12 output. 5m cable. | 2054 | Plant Growth Sensor - connects to Telemetry Kit | Not intedend for self install | No | <not provided> | Eligible | Eligible for rebate funding. | N/A
11512 | 1475347 | Marodon Pty Ltd ATF Kreuzer Family Trust | Fruit Dendrometer. 30 to 160 mm range. SDI-12 output. 5m cable. | 2054 | Plant Growth Sensor - connects to Telemetry Kit | Not intedend for self install | No | <not provided> | Eligible | Eligible for rebate funding. | N/A
11513 | 1475347 | Marodon Pty Ltd ATF Kreuzer Family Trust | Fruit Dendrometer. 15 to 90 mm range. SDI-12 output. 5m cable. | 2054 | Plant Growth Sensor - connects to Telemetry Kit | Not intedend for self install | No | <not provided> | Eligible | Eligible for rebate funding. | N/A
11514 | 1475347 | Marodon Pty Ltd ATF Kreuzer Family Trust | Fruit Dendrometer. 7 to 45 mm range. SDI-12 output. 5m cable. | 2054 | Plant Growth Sensor - connects to Telemetry Kit | Not intedend for self install | No | <not provided> | Eligible | Eligible for rebate funding. | N/A
11408 | 1475347 | Marodon Pty Ltd ATF Kreuzer Family Trust | iData - Radio (9 inputs) | 2040 | Solar Powered Radio Telemetry Kit for Environmental or Farm Management Sensors | Not intedend for self install | No | <not provided> | Eligible | Eligible for rebate funding. | N/A
11409 | 1475347 | Marodon Pty Ltd ATF Kreuzer Family Trust | iData - Radio with 240v Plug Pack (9 inputs) | 2040 | Mains Powered Radio Telemetry Kit for Environmental or Farm Management Sensors | Not intedend for self install | No | <not provided> | Eligible | Eligible for rebate funding. | N/A
11428 | 1475347 | Marodon Pty Ltd ATF Kreuzer Family Trust | iData - Web Single, requires a mobile phone SIM (not included)* | 1820 | Solar Powered Telemetry Kit for Environmental or Farm Management Sensors with Cellular Modem, with output to control one device | Not intedend for self install | No | <not provided> | Eligible | Eligible for rebate funding. | N/A
11429 | 1475347 | Marodon Pty Ltd ATF Kreuzer Family Trust | iData - Web Single with 240v Plug Pack, requires a mobile phone SIM (not included)* | 1820 | Mains Powered Telemetry Kit for Environmental or Farm Management Sensors with Cellular Modem, with outputs to control two devices | Not intedend for self install | No | <not provided> | Eligible | Eligible for rebate funding. | N/A
11508 | 1475347 | Marodon Pty Ltd ATF Kreuzer Family Trust | DE-1 Dendrometer mounted on implanted rod | 1814 | Plant Growth Sensor - connects to Telemetry Kit | Not intedend for self install | No | <not provided> | Eligible | Eligible for rebate funding. | N/A
11509 | 1475347 | Marodon Pty Ltd ATF Kreuzer Family Trust | SD-5 Stem Microvariation Sensor | 1814 | Plant Growth Sensor - connects to Telemetry Kit | Not intedend for self install | No | <not provided> | Eligible | Eligible for rebate funding. | N/A
11510 | 1475347 | Marodon Pty Ltd ATF Kreuzer Family Trust | SD-10 Stem Microvariation Sensor | 1814 | Plant Growth Sensor - connects to Telemetry Kit | Not intedend for self install | No | <not provided> | Eligible | Eligible for rebate funding. | N/A
11466 | 1475347 | Marodon Pty Ltd ATF Kreuzer Family Trust | EnviroPro Sub Surface 80S Moisture, Temp, Salinity Probe | 1640 | Soil Mositure Probe - connects by cable to Telemetry Kit | Not intedend for self install | No | <not provided> | Eligible | Eligible for rebate funding. | N/A
11596 | 1475347 | Marodon Pty Ltd ATF Kreuzer Family Trust | 74730-000009 Soil Moisture Netacap WP 6/60cm | 1623 | 60cm GS One/RadioNet Capacitance probes to measure soil moisture and temperature | YES following the manual | Yes | We have a trained and certificated team, with full hydraulic and electrical installation capabilities. | Eligible | Eligible for rebate funding. | N/A
11597 | 1475347 | Marodon Pty Ltd ATF Kreuzer Family Trust | 74730-000011 Soil Moisture NetaCap WP 6/80cm | 1623 | 80cm GS One/RadioNet Capacitance probes to measure soil moisture and temperature | YES following the manual | Yes | We have a trained and certificated team, with full hydraulic and electrical installation capabilities. | Eligible | Eligible for rebate funding. | N/A
11595 | 1475347 | Marodon Pty Ltd ATF Kreuzer Family Trust | 74730-000008 Soil Moisture Netacap WP 4/40cm | 1602 | 40cm GS One/RadioNet Capacitance probes to measure soil moisture and temperature | YES following the manual | Yes | We have a trained and certificated team, with full hydraulic and electrical installation capabilities. | Eligible | Eligible for rebate funding. | N/A
11620 | 1475347 | Marodon Pty Ltd ATF Kreuzer Family Trust | 70240-005400 Fert Meter, PB, 25mm (1") with 1 L Pulse Output (400-1500 L/hr) | 1504 | 25mm Fertiliser meter with chemical resistant body and pulsed digital output for 1 litre | Yes | No | <not provided> | Eligible | Eligible for rebate funding. | N/A
11583 | 1475347 | Marodon Pty Ltd ATF Kreuzer Family Trust | 74320-000004 Pyranometer Rad.RK200-04 2M Cable 4-20mA | 1477 | Management sensor for the GS Max controller to operate irrigation frequence according to solar radiation | No Technical training required | Yes | We have a trained and certificated team, with full hydraulic and electrical installation capabilities. | Eligible | Eligible for rebate funding. | N/A
11423 | 1475347 | Marodon Pty Ltd ATF Kreuzer Family Trust | iData Logger - Cable (9 inputs) | 1455 | Solar Powered Expansion Kit for Environmental or Farm Management Sensors | Not intedend for self install | No | <not provided> | Eligible | Eligible for rebate funding. | N/A
11586 | 1475347 | Marodon Pty Ltd ATF Kreuzer Family Trust | 74715-000014 GS One G2 Ext.Panel Pv 5.5W | 1406 | Standalone solar powered cellular cloud connected data collection platform for digital, analogue and Serial type sensors | YES following the manual | Yes | We have a trained and certificated team, with full hydraulic and electrical installation capabilities. | Eligible | Eligible for rebate funding. | N/A
11594 | 1475347 | Marodon Pty Ltd ATF Kreuzer Family Trust | 74730-000013 Soil Moisture Netacap BP 3/30cm | 1374 | 30cm GS One/RadioNet Capacitance probes to measure soil moisture and temperature | YES following the manual | Yes | We have a trained and certificated team, with full hydraulic and electrical installation capabilities. | Eligible | Eligible for rebate funding. | N/A
11641 | 1475347 | Marodon Pty Ltd ATF Kreuzer Family Trust | AC-DAV-KIT | 1349 | Farmbot x Davis Connection Kit | Yes | No | N/A | Eligible | Eligible for rebate funding. | N/A
11521 | 1475347 | Marodon Pty Ltd ATF Kreuzer Family Trust | Implexx Sap Flow Sensor Gen 2 with 30mm long probes. Heat pulse velocity sensor for sap flow and stem water content. Stainless steel sleeves included (pack of 9). SDI-12 output. 5m cable. | 1337 | Plant Growth Sensor - connects to Telemetry Kit | Not intedend for self install | No | <not provided> | Eligible | Eligible for rebate funding. | N/A
11601 | 1475347 | Marodon Pty Ltd ATF Kreuzer Family Trust | 74730-000038 Multi-Parameter Sensor WET150-Delta T | 1250 | GS One single site soil, moisture ,temperature and bulk EC sensor | No Technical training required | Yes | We have a trained and certificated team, with full hydraulic and electrical installation capabilities. | Eligible | Eligible for rebate funding. | N/A
11682 | 1475347 | Marodon Pty Ltd ATF Kreuzer Family Trust | DAV-VANTP2 | 1204.5 | Wireless Vantage Pro 2 Kit #6322AU | Yes | No | N/A | Eligible | Eligible for rebate funding. | N/A
11465 | 1475347 | Marodon Pty Ltd ATF Kreuzer Family Trust | EnviroPro Sub Surface 40S Moisture, Temp, Salinity Probe | 1140 | Soil Mositure Probe - connects by cable to Telemetry Kit | Not intedend for self install | No | <not provided> | Eligible | Eligible for rebate funding. | N/A
11495 | 1475347 | Marodon Pty Ltd ATF Kreuzer Family Trust | Temperature, relative humidity, vapour pressure deficit, barometric sensor, SDI-12 output, 5m cable, with radiation shield | 1140 | Weather Parameter Sensor - connects to Telemetry Kit | Not intedend for self install | No | <not provided> | Eligible | Eligible for rebate funding. | N/A
11464 | 1475347 | Marodon Pty Ltd ATF Kreuzer Family Trust | AquaCheck Sub Surface 120cm Probe with 5m cable | 1088 | Soil Mositure Probe - connects by cable to Telemetry Kit | Not intedend for self install | No | <not provided> | Eligible | Eligible for rebate funding. | N/A
11463 | 1475347 | Marodon Pty Ltd ATF Kreuzer Family Trust | AquaCheck Sub Surface 100cm Probe with 5m cable | 1067 | Soil Mositure Probe - connects by cable to Telemetry Kit | Not intedend for self install | No | <not provided> | Eligible | Eligible for rebate funding. | N/A
11462 | 1475347 | Marodon Pty Ltd ATF Kreuzer Family Trust | AquaCheck Sub Surface 80cm Probe with 5m cable | 1057 | Soil Mositure Probe - connects by cable to Telemetry Kit | Not intedend for self install | No | <not provided> | Eligible | Eligible for rebate funding. | N/A
11593 | 1475347 | Marodon Pty Ltd ATF Kreuzer Family Trust | 74730-000002 Tens.MS -60/24-Irrometer | 1044 | GS One 60cm analogue Tensiometer | YES following the manual | Yes | We have a trained and certificated team, with full hydraulic and electrical installation capabilities. | Eligible | Eligible for rebate funding. | N/A
11461 | 1475347 | Marodon Pty Ltd ATF Kreuzer Family Trust | AquaCheck Sub Surface 60cm Probe with 5m cable | 1030 | Soil Mositure Probe - connects by cable to Telemetry Kit | Not intedend for self install | No | <not provided> | Eligible | Eligible for rebate funding. | N/A
11592 | 1475347 | Marodon Pty Ltd ATF Kreuzer Family Trust | 74730-000001 Tens.MS -30/12-Irrometer | 1001 | GS One 30cm analogue Tensiometer | YES following the manual | Yes | We have a trained and certificated team, with full hydraulic and electrical installation capabilities. | Eligible | Eligible for rebate funding. | N/A
11600 | 1475347 | Marodon Pty Ltd ATF Kreuzer Family Trust | 74730-000010 Soil Moisture SM150T- DeltaT | 1001 | GS One single site soil moisture and temperature sensor | No Technical training required | Yes | We have a trained and certificated team, with full hydraulic and electrical installation capabilities. | Eligible | Eligible for rebate funding. | N/A
11515 | 1475347 | Marodon Pty Ltd ATF Kreuzer Family Trust | LT-1 Leaf Temperature Sensor | 1000 | Weather Parameter Sensor - connects to Telemetry Kit | Not intedend for self install | No | <not provided> | Eligible | Eligible for rebate funding. | N/A
11449 | 1475347 | Marodon Pty Ltd ATF Kreuzer Family Trust | 9 Port Logger Board with 1 Output | 985 | Input Expansion Module | Not intedend for self install | No | <not provided> | Eligible | Eligible for rebate funding. | N/A
11460 | 1475347 | Marodon Pty Ltd ATF Kreuzer Family Trust | AquaCheck Sub-Surface 40cm Probe with 5m cable | 924 | Soil Mositure Probe - connects by cable to Telemetry Kit | Not intedend for self install | No | <not provided> | Eligible | Eligible for rebate funding. | N/A
11520 | 1475347 | Marodon Pty Ltd ATF Kreuzer Family Trust | Soil water potential and temperature sensor, calibrated, SDI-12 output, 5m cable. | 875 | Soil Mositure Probe - connects by cable to Telemetry Kit | Not intedend for self install | No | <not provided> | Eligible | Eligible for rebate funding. | N/A
11587 | 1475347 | Marodon Pty Ltd ATF Kreuzer Family Trust | 74320-000001 Stand Alone Rain Collector-Pronamic | 866 | GS One digital rain gauge | YES following the manual | No | <not provided> | Eligible | Eligible for rebate funding. | N/A
11516 | 1475347 | Marodon Pty Ltd ATF Kreuzer Family Trust | TDR-315H Sensor - Volumetric Water Content, Temperature & EC | 850 | Soil Mositure Probe - connects by cable to Telemetry Kit | Not intedend for self install | No | <not provided> | Eligible | Eligible for rebate funding. | N/A
11517 | 1475347 | Marodon Pty Ltd ATF Kreuzer Family Trust | TDR-310W Sensor - Volumetric Water Content, Temperature & EC | 850 | Soil Mositure Probe - connects by cable to Telemetry Kit | Not intedend for self install | No | <not provided> | Eligible | Eligible for rebate funding. | N/A
11518 | 1475347 | Marodon Pty Ltd ATF Kreuzer Family Trust | TDR-305N Sensor - Volumetric Water Content, Temperature & EC | 850 | Soil Mositure Probe - connects by cable to Telemetry Kit | Not intedend for self install | No | <not provided> | Eligible | Eligible for rebate funding. | N/A
11519 | 1475347 | Marodon Pty Ltd ATF Kreuzer Family Trust | Soil water content, temperature & EC sensor, SDI-12 output, 5m cable | 825 | Soil Mositure Probe - connects by cable to Telemetry Kit | Not intedend for self install | No | <not provided> | Eligible | Eligible for rebate funding. | N/A
11618 | 1475347 | Marodon Pty Ltd ATF Kreuzer Family Trust | 70240-005700 Fert Meter, SF, 20mm (3/4") with 0.1 L Pulse Output (70-300 L/hr) | 741 | 20mm Fertiliser meter with chemical resistant body and pulsed digital output for 0.1 litre | Yes | No | <not provided> | Eligible | Eligible for rebate funding. | N/A
11619 | 1475347 | Marodon Pty Ltd ATF Kreuzer Family Trust | 70240-005720 Fert Meter, SF, 20mm (3/4") with 1 L Pulse Output (70-300 L/hr) | 741 | 20mm Fertiliser meter with chemical resistant body and pulsed digital output for 0.1 litre | Yes | No | <not provided> | Eligible | Eligible for rebate funding. | N/A
11582 | 1475347 | Marodon Pty Ltd ATF Kreuzer Family Trust | 74703-000002 Temp & Humidity with Vent Sensor for GS Max | 737 | Temperature and Humidy sensor wired direct to the GS MAX or to a RadioNet DCP unit. | No Technical training required | Yes | We have a trained and certificated team, with full hydraulic and electrical installation capabilities. | Eligible | Eligible for rebate funding. | N/A
11459 | 1475347 | Marodon Pty Ltd ATF Kreuzer Family Trust | AquaCheck Sub-Surface 20cm Probe with 5m cable | 685 | Soil Mositure Probe - connects by cable to Telemetry Kit | Not intedend for self install | No | <not provided> | Eligible | Eligible for rebate funding. | N/A
5690 | 1475347 | Marodon Pty Ltd ATF Kreuzer Family Trust | Solar Radiation Sensor | 495 | Weather Parameter Sensor - connects to Telemetry Kit | Not intedend for self install | No | <not provided> | Eligible | Eligible for rebate funding. | N/A
11492 | 1475347 | Marodon Pty Ltd ATF Kreuzer Family Trust | Anemometer | 495 | Weather Parameter Sensor - connects to Telemetry Kit | Not intedend for self install | No | <not provided> | Eligible | Eligible for rebate funding. | N/A
11580 | 1475347 | Marodon Pty Ltd ATF Kreuzer Family Trust | 74360-000004 pH sensor, ABB, APS 110, for AWT420 | 493 | pH sensor probe one per transmitter | Yes | No | <not provided> | Eligible | Eligible for rebate funding. | N/A
11584 | 1475347 | Marodon Pty Ltd ATF Kreuzer Family Trust | 00035-000500 P/Tducer 4-20mA 0-10 Bar SS 1/4" M12 | 462 | Pressure sensor analogue used on the mainline or field valve for monitoring | Yes | No | <not provided> | Eligible | Eligible for rebate funding. | N/A
11494 | 1475347 | Marodon Pty Ltd ATF Kreuzer Family Trust | Temperature and Humidity Sensor | 397 | Weather Parameter Sensor - connects to Telemetry Kit | Not intedend for self install | No | <not provided> | Eligible | Eligible for rebate funding. | N/A
11579 | 1475347 | Marodon Pty Ltd ATF Kreuzer Family Trust | 74360-000005 EC sensor, ABB, CS 150, for AWT420 | 385 | EC sensor probe one per transmitter | Yes | No | <not provided> | Eligible | Eligible for rebate funding. | N/A
11506 | 1475347 | Marodon Pty Ltd ATF Kreuzer Family Trust | Vacuum Pressure Transmitter 0-15PSI Absolute | 364 | Water Pressure Sensor - connects to Telemetry Kit | Not intedend for self install | No | <not provided> | Eligible | Eligible for rebate funding. | N/A
11493 | 1475347 | Marodon Pty Ltd ATF Kreuzer Family Trust | Hi Resolution Temp Sensor | 345 | Weather Parameter Sensor - connects to Telemetry Kit | Not intedend for self install | No | <not provided> | Eligible | Eligible for rebate funding. | N/A
5691 | 1475347 | Marodon Pty Ltd ATF Kreuzer Family Trust | Rain Bucket | 330 | Weather Parameter Sensor - connects to Telemetry Kit | Not intedend for self install | No | <not provided> | Eligible | Eligible for rebate funding. | N/A
11507 | 1475347 | Marodon Pty Ltd ATF Kreuzer Family Trust | Leaf Wetness Sensor | 305 | Weather Parameter Sensor - connects to Telemetry Kit | Not intedend for self install | No | <not provided> | Eligible | Eligible for rebate funding. | N/A
11504 | 1475347 | Marodon Pty Ltd ATF Kreuzer Family Trust | Pressure Transmitter 0-6 Bar (87 PSI) with 9ft of cable prewired (indent) | 258 | Water Pressure Sensor - connects to Telemetry Kit | Not intedend for self install | No | <not provided> | Eligible | Eligible for rebate funding. | N/A
11505 | 1475347 | Marodon Pty Ltd ATF Kreuzer Family Trust | Pressure Transmitter 0-10 Bar (145 PSI) with 9ft of cable prewired (indent) | 258 | Water Pressure Sensor - connects to Telemetry Kit | Not intedend for self install | No | <not provided> | Eligible | Eligible for rebate funding. | N/A
11727 | 1475347 | Marodon Pty Ltd ATF Kreuzer Family Trust | SEN-RG | 249 | Farmbot Rain Gauge | Yes | No | N/A | Eligible | Eligible for rebate funding. | N/A
11502 | 1475347 | Marodon Pty Ltd ATF Kreuzer Family Trust | Pressure Transmitter 0-6 Bar (87 PSI) with 3ft of cable prewired (indent) | 247 | Water Pressure Sensor - connects to Telemetry Kit | Not intedend for self install | No | <not provided> | Eligible | Eligible for rebate funding. | N/A
11503 | 1475347 | Marodon Pty Ltd ATF Kreuzer Family Trust | Pressure Transmitter 0-10 Bar (145 PSI) with 3ft of cable prewired (indent) | 247 | Water Pressure Sensor - connects to Telemetry Kit | Not intedend for self install | No | <not provided> | Eligible | Eligible for rebate funding. | N/A
11496 | 1475347 | Marodon Pty Ltd ATF Kreuzer Family Trust | Pressure Transmitter 0-0.5 Bar (7 PSI) (External Tank Level Sensor) | 236 | Water Pressure Sensor - connects to Telemetry Kit | Not intedend for self install | No | <not provided> | Eligible | Eligible for rebate funding. | N/A
11497 | 1475347 | Marodon Pty Ltd ATF Kreuzer Family Trust | Pressure Transmitter 0-2.5 Bar (36 PSI) | 236 | Water Pressure Sensor - connects to Telemetry Kit | Not intedend for self install | No | <not provided> | Eligible | Eligible for rebate funding. | N/A
11498 | 1475347 | Marodon Pty Ltd ATF Kreuzer Family Trust | Pressure Transmitter 0-6 Bar (87 PSI) | 236 | Water Pressure Sensor - connects to Telemetry Kit | Not intedend for self install | No | <not provided> | Eligible | Eligible for rebate funding. | N/A
11499 | 1475347 | Marodon Pty Ltd ATF Kreuzer Family Trust | Pressure Transmitter 0-10 Bar (145 PSI) | 236 | Water Pressure Sensor - connects to Telemetry Kit | Not intedend for self install | No | <not provided> | Eligible | Eligible for rebate funding. | N/A
11500 | 1475347 | Marodon Pty Ltd ATF Kreuzer Family Trust | Pressure Transmitter 0-16 Bar (230 PSI) | 236 | Water Pressure Sensor - connects to Telemetry Kit | Not intedend for self install | No | <not provided> | Eligible | Eligible for rebate funding. | N/A
11501 | 1475347 | Marodon Pty Ltd ATF Kreuzer Family Trust | Pressure Transmitter 0-25 Bar (350 PSI) | 236 | Water Pressure Sensor - connects to Telemetry Kit | Not intedend for self install | No | <not provided> | Eligible | Eligible for rebate funding. | N/A
11591 | 1475347 | Marodon Pty Ltd ATF Kreuzer Family Trust | 74320-000006 0-10 Bar Pressure Sensor Irrig.Monitor | 189 | GS One analogue pressure sensor 0-10 bar for sensing irrigation system pressure | YES following the manual | No | <not provided> | Eligible | Eligible for rebate funding. | N/A
11588 | 1475347 | Marodon Pty Ltd ATF Kreuzer Family Trust | 74320-000002 0.5 Bar pressure switch irrig.monitor | 60 | GS One digital pressure switch 0.5bar for sensing irrigation lateral operation | YES following the manual | No | <not provided> | Eligible | Eligible for rebate funding. | N/A
11589 | 1475347 | Marodon Pty Ltd ATF Kreuzer Family Trust | 74320-000003 1.5 Bar pressure switch irrig.monitor | 60 | GS One digital pressure switch 1.5bar for sensing irrigation lateral operation | YES following the manual | No | <not provided> | Eligible | Eligible for rebate funding. | N/A
11590 | 1475347 | Marodon Pty Ltd ATF Kreuzer Family Trust | 74320-000005 1.0 Bar Pressure Switch Irrig.Monitor | 60 | GS One digital pressure switch 1.0bar for sensing irrigation lateral operation | YES following the manual | No | <not provided> | Eligible | Eligible for rebate funding. | N/A
11469 | 1475347 | Marodon Pty Ltd ATF Kreuzer Family Trust | Level Shift Board - use with EnviroPro for extended cable runs | 37 | Adaptor Board for existing probes to connect to Telemetry Kits | Not intedend for self install | No | <not provided> | Eligible | Eligible for rebate funding. | N/A
60 | 1474528 | MET Systems P/L | EnviroNode 11 in one Integrated Weather Sensor | 11467 | EnviroNode 11-in-One Farm Monitoring System with integrated weather sensors, automation controller, data logger, and gateway. Includes 20W solar panel with lithium-ion battery, mounting frame, Cat-M1 + LoRa connectivity, SD card storage, and USB port. | EnviroNode or customer, with guidance/training | No | EnviroNode engineers normally supply and install the equipment. Our engineers also make regular trips to site and also provide phone and email technical support | Eligible | Eligible for rebate funding. | N/A
18 | 1474528 | MET Systems P/L | 1600mm sub-surface soil moisture Beacon - Cellular - Enviropro | 3950 | EnviroNode Beacon with EnviroPro EP100GL-16 probe, monitors sub-surface soil moisture and temp. at 10cm intervals to a depth of 1.6m. IP68 connectors. Solar charged Li-Ion battery. Bluetooth app. Cat-M1 wireless. Optional rain gauge input | EnviroNode or customer, with guidance/training | No | EnviroNode engineers normally supply and install the equipment. Our engineers also make regular trips to site and also provide phone and email technical support | Eligible | Eligible for rebate funding. | N/A
22 | 1474528 | MET Systems P/L | 1600mm sub-surface soil moisture Beacon - LoRa - Enviropro | 3900 | EnviroNode Beacon with EnviroPro EP100GL-16 probe, monitors sub-surface soil moisture and temp. at 10cm intervals to a depth of 1.6m. IP68 connectors. Solar charged Li-Ion battery. Bluetooth app. LoRa wireless. Optional rain gauge input | EnviroNode or customer, with guidance/training | No | EnviroNode engineers normally supply and install the equipment. Our engineers also make regular trips to site and also provide phone and email technical support | Eligible | Eligible for rebate funding. | N/A
26 | 1474528 | MET Systems P/L | 1200mm sub-surface soil moisture Beacon - Cellular - Sentek | 3700 | EnviroNode Beacon with Sentek SEN-01222, monitors sub-surface soil moisture and temp. at 10cm intervals to a depth of 1.2m. IP68 connectors. Solar charged Li-Ion battery. Bluetooth app. Cat-M1 wireless. Optional rain gauge input | EnviroNode or customer, with guidance/training | No | EnviroNode engineers normally supply and install the equipment. Our engineers also make regular trips to site and also provide phone and email technical support | Eligible | Eligible for rebate funding. | N/A
30 | 1474528 | MET Systems P/L | 1200mm sub-surface soil moisture Beacon - LoRa - Sentek | 3650 | EnviroNode Beacon with Sentek SEN-01222, monitors sub-surface soil moisture and temp. at 10cm intervals to a depth of 1.2m. IP68 connectors. Solar charged Li-Ion battery. Bluetooth app. LoRa wireless. Optional rain gauge input | EnviroNode or customer, with guidance/training | No | EnviroNode engineers normally supply and install the equipment. Our engineers also make regular trips to site and also provide phone and email technical support | Eligible | Eligible for rebate funding. | N/A
25 | 1474528 | MET Systems P/L | 900mm sub-surface soil moisture Beacon - Cellular - Sentek | 3250 | EnviroNode Beacon with Sentek SEN-00916 probe, monitors sub-surface soil moisture and temp. at 10cm intervals to a depth of 900mm. IP68 connectors. Solar charged Li-Ion battery. Bluetooth app. Cat-M1 wireless. Optional rain gauge input | EnviroNode or customer, with guidance/training | No | EnviroNode engineers normally supply and install the equipment. Our engineers also make regular trips to site and also provide phone and email technical support | Eligible | Eligible for rebate funding. | N/A
17 | 1474528 | MET Systems P/L | 1200mm sub-surface soil moisture Beacon - Cellular - Enviropro | 3200 | EnviroNode Beacon with EnviroPro EP100GL-12 probe, monitors sub-surface soil moisture and temp. at 10cm intervals to a depth of 1.2m. IP68 connectors. Solar charged Li-Ion battery. Bluetooth app. Cat-M1 wireless. Optional rain gauge input | EnviroNode or customer, with guidance/training | No | EnviroNode engineers normally supply and install the equipment. Our engineers also make regular trips to site and also provide phone and email technical support | Eligible | Eligible for rebate funding. | N/A
29 | 1474528 | MET Systems P/L | 900mm sub-surface soil moisture Beacon - LoRa - Sentek | 3200 | EnviroNode Beacon with Sentek SEN-00916 probe, monitors sub-surface soil moisture and temp. at 10cm intervals to a depth of 900mm. IP68 connectors. Solar charged Li-Ion battery. Bluetooth app. LoRa wireless. Optional rain gauge input | EnviroNode or customer, with guidance/training | No | EnviroNode engineers normally supply and install the equipment. Our engineers also make regular trips to site and also provide phone and email technical support | Eligible | Eligible for rebate funding. | N/A
21 | 1474528 | MET Systems P/L | 1200mm sub-surface soil moisture Beacon - LoRa - Enviropro | 3150 | EnviroNode Beacon with EnviroPro EP100GL-12 probe, monitors sub-surface soil moisture and temp. at 10cm intervals to a depth of 1.2m. IP68 connectors.Solar charged Li-Ion battery. Bluetooth app. LoRa wireless. Optional rain gauge input | EnviroNode or customer, with guidance/training | No | EnviroNode engineers normally supply and install the equipment. Our engineers also make regular trips to site and also provide phone and email technical support | Eligible | Eligible for rebate funding. | N/A
24 | 1474528 | MET Systems P/L | 600mm sub-surface soil moisture Beacon - Cellular - Sentek | 3100 | EnviroNode Beacon with Sentek SEN-00623 probe, monitors sub-surface soil moisture and temp. at 10cm intervals to a depth of 600mm. IP68 connectors.Solar charged Li-Ion battery. Bluetooth app. Cat-M1 wireless. Optional rain gauge input | EnviroNode or customer, with guidance/training | No | EnviroNode engineers normally supply and install the equipment. Our engineers also make regular trips to site and also provide phone and email technical support | Eligible | Eligible for rebate funding. | N/A
28 | 1474528 | MET Systems P/L | 600mm sub-surface soil moisture Beacon - LoRa - Sentek | 3050 | EnviroNode Beacon with Sentek SEN-00623 probe, monitors sub-surface soil moisture and temp. at 10cm intervals to a depth of 600mm. IP68 connectors. Solar charged Li-Ion battery. Bluetooth app. LoRa wireless. Optional rain gauge input | EnviroNode or customer, with guidance/training | No | EnviroNode engineers normally supply and install the equipment. Our engineers also make regular trips to site and also provide phone and email technical support | Eligible | Eligible for rebate funding. | N/A
16 | 1474528 | MET Systems P/L | 800mm sub-surface soil moisture Beacon - Cellular - Enviropro | 2950 | EnviroNode Beacon with EnviroPro EP100GL-08 probe, monitors sub-surface soil moisture and temp. at 10cm intervals to a depth of 800mm. IP68 connectors. Solar charged Li-Ion battery. Bluetooth app. Cat-M1 wireless. Optional rain gauge input | EnviroNode or customer, with guidance/training | No | EnviroNode engineers normally supply and install the equipment. Our engineers also make regular trips to site and also provide phone and email technical support | Eligible | Eligible for rebate funding. | N/A
47 | 1474528 | MET Systems P/L | Particulate Monitoring Beacon for PM2.5 and PM10 - Cellular | 2950 | Particulate Monitoring Beacon for PM2.5 and PM10. Cat-M1 wireless. Solar charged Li-Ion battery. Bluetooth app. | EnviroNode or customer, with guidance/training | No | EnviroNode engineers normally supply and install the equipment. Our engineers also make regular trips to site and also provide phone and email technical support | Eligible | Eligible for rebate funding. | N/A
20 | 1474528 | MET Systems P/L | 800mm sub-surface soil moisture Beacon - LoRa - Enviropro | 2900 | EnviroNode Beacon with EnviroPro EP100GL-08 probe, monitors sub-surface soil moisture and temp. at 10cm intervals to a depth of 800mm. IP68 connectors.Solar charged Li-Ion battery. Bluetooth app. LoRa wireless. Optional rain gauge input | EnviroNode or customer, with guidance/training | No | EnviroNode engineers normally supply and install the equipment. Our engineers also make regular trips to site and also provide phone and email technical support | Eligible | Eligible for rebate funding. | N/A
48 | 1474528 | MET Systems P/L | Particulate Monitoring Beacon for PM2.5 and PM10 - LoRa | 2800 | Particulate Monitoring Beacon for PM2.5 and PM10. LoRa wireless. Solar charged Li-Ion battery. Bluetooth app. Device can be set up as LoRa repeater. Requires EnviroNode Hub. | EnviroNode or customer, with guidance/training | No | EnviroNode engineers normally supply and install the equipment. Our engineers also make regular trips to site and also provide phone and email technical support | Eligible | Eligible for rebate funding. | N/A
23 | 1474528 | MET Systems P/L | 300mm sub-surface soil moisture Beacon - Cellular - Sentek | 2740 | EnviroNode Beacon with Sentek SEN-00322 probe, monitors sub-surface soil moisture and temp. at 10cm intervals to a depth of 300mm. IP68 connectors. Solar charged Li-Ion battery. Bluetooth app. Cat-M1 wireless. Optional rain gauge input | EnviroNode or customer, with guidance/training | No | EnviroNode engineers normally supply and install the equipment. Our engineers also make regular trips to site and also provide phone and email technical support | Eligible | Eligible for rebate funding. | N/A
15 | 1474528 | MET Systems P/L | 400mm sub-surface soil moisture Beacon - Cellular - Enviropro | 2710 | EnviroNode Beacon with EnviroPro EP100GL-04 probe, monitors sub-surface soil moisture and temp. at 10cm intervals to a depth of 400mm. IP68 connectors. Solar charged Li-Ion battery. Bluetooth app. Cat-M1 wireless. Optional rain gauge input | EnviroNode or customer, with guidance/training | No | EnviroNode engineers normally supply and install the equipment. Our engineers also make regular trips to site and also provide phone and email technical support | Eligible | Eligible for rebate funding. | N/A
27 | 1474528 | MET Systems P/L | 300mm sub-surface soil moisture Beacon - LoRa - Sentek | 2690 | EnviroNode Beacon with Sentek SEN-00322 probe, monitors sub-surface soil moisture and temp. at 10cm intervals to a depth of 300mm. IP68 connectors. Solar charged Li-Ion battery. Bluetooth app. LoRa wireless. Optional rain gauge input | EnviroNode or customer, with guidance/training | No | EnviroNode engineers normally supply and install the equipment. Our engineers also make regular trips to site and also provide phone and email technical support | Eligible | Eligible for rebate funding. | N/A
19 | 1474528 | MET Systems P/L | 400mm sub-surface soil moisture Beacon - LoRa - Enviropro | 2660 | EnviroNode Beacon with EnviroPro EP100GL-04 probe, monitors sub-surface soil moisture and temp. at 10cm intervals to a depth of 400mm. IP68 connectors.Solar charged Li-Ion battery. Bluetooth app. LoRa wireless. Optional rain gauge input | EnviroNode or customer, with guidance/training | No | EnviroNode engineers normally supply and install the equipment. Our engineers also make regular trips to site and also provide phone and email technical support | Eligible | Eligible for rebate funding. | N/A
32 | 1474528 | MET Systems P/L | Soil Moisture (WET) Beacon - LoRa | 2480 | Soil Moisture (WET) Beacon (water content, electrical conductivity and temperature) LoRa wireless, Solar charged Li-Ion battery. Bluetooth app. Device can be set up as a LoRa repeater. Requires EnviroNode Hub. | EnviroNode or customer, with guidance/training | No | EnviroNode engineers normally supply and install the equipment. Our engineers also make regular trips to site and also provide phone and email technical support | Eligible | Eligible for rebate funding. | N/A
53 | 1474528 | MET Systems P/L | TBRG Tipping Bucket Rain Gauge - Cellular | 2165 | 0.1mm resolution stainless steel tipping bucket rain gauge. IP68 connector. 304SS cable conduit with power coated mounting plate and level adjustments. | EnviroNode or customer, with guidance/training | No | EnviroNode engineers normally supply and install the equipment. Our engineers also make regular trips to site and also provide phone and email technical support | Eligible | Eligible for rebate funding. | N/A
52 | 1474528 | MET Systems P/L | TBRG Tipping Bucket Rain Gauge - LoRa | 2165 | 0.1mm resolution stainless steel tipping bucket rain gauge. IP68 connector. 304SS cable conduit with power coated mounting plate and level adjustments. | EnviroNode or customer, with guidance/training | No | EnviroNode engineers normally supply and install the equipment. Our engineers also make regular trips to site and also provide phone and email technical support | Eligible | Eligible for rebate funding. | N/A
55 | 1474528 | MET Systems P/L | TTSRG Thermolplastic Tipping Spoon Rain Gauge - Cellular | 1975 | Measures rainfall with a fine 0.2 mm resolution, giving you reliable dataP68 connector. 304SS cable conduit with power coated mounting plate and level adjustments. | EnviroNode or customer, with guidance/training | No | EnviroNode engineers normally supply and install the equipment. Our engineers also make regular trips to site and also provide phone and email technical support | Eligible | Eligible for rebate funding. | N/A
31 | 1474528 | MET Systems P/L | Soil Moisture (WET) Beacon - Cellular | 1935 | Soil Moisture (WET) Beacon (water content, electrical conductivity and temperature) Cat-M1 wireless, Bluetooth app. Solar charged Li-Ion battery | EnviroNode or customer, with guidance/training | No | EnviroNode engineers normally supply and install the equipment. Our engineers also make regular trips to site and also provide phone and email technical support | Eligible | Eligible for rebate funding. | N/A
54 | 1474528 | MET Systems P/L | TTSRG Thermolplastic Tipping Spoon Rain Gauge - LoRa | 1875 | Measures rainfall with a fine 0.2 mm resolution, giving you reliable dataP68 connector. 304SS cable conduit with power coated mounting plate and level adjustments. | EnviroNode or customer, with guidance/training | No | EnviroNode engineers normally supply and install the equipment. Our engineers also make regular trips to site and also provide phone and email technical support | Eligible | Eligible for rebate funding. | N/A
51 | 1474528 | MET Systems P/L | Beacon - VPD - LoRa | 1675 | Vapour Pressure Deficit (Temperature and Humidity) LoRa Sensor Beacon. Solar charged Li-Ion battery, Bluetooth app. With Stevenson Screen. Repeater | EnviroNode or customer, with guidance/training | No | EnviroNode engineers normally supply and install the equipment. Our engineers also make regular trips to site and also provide phone and email technical support | Eligible | Eligible for rebate funding. | N/A
45 | 1474528 | MET Systems P/L | PAR Beacon - Cellular | 1540 | Photosynthetically Active Radiation / Solar Radiation Cat-M1 Sensor Beacon. Solar charged Li-Ion battery. Bluetooth app. | EnviroNode or customer, with guidance/training | No | EnviroNode engineers normally supply and install the equipment. Our engineers also make regular trips to site and also provide phone and email technical support | Eligible | Eligible for rebate funding. | N/A
46 | 1474528 | MET Systems P/L | PAR Beacon - LoRa | 1440 | Photosynthetically Active Radiation / Solar Radiation LoRa Sensor Beacon. Solar charged Li-Ion battery, Bluetooth app. Device can be set up as a LoRa repeater. Requires EnviroNode Hub. | EnviroNode or customer, with guidance/training | No | EnviroNode engineers normally supply and install the equipment. Our engineers also make regular trips to site and also provide phone and email technical support | Eligible | Eligible for rebate funding. | N/A
33 | 1474528 | MET Systems P/L | Water Advancement Sensor Beacon - Cellular | 1365 | Water Advancement Sensor Beacon. Cat M1 wireless for direct upload to the Cloud (Detects presence and depth of water in furrows during furrow/flood irrigation.) Solar charged Li-Ion battery. Bluetooth app. Email/SMS alerts. | EnviroNode or customer, with guidance/training | No | EnviroNode engineers normally supply and install the equipment. Our engineers also make regular trips to site and also provide phone and email technical support | Eligible | Eligible for rebate funding. | N/A
34 | 1474528 | MET Systems P/L | Water Advancement Sensor Beacon - LoRa | 960 | Monitors presence and depth of water in furrows. LoRa wireless for communication with local on-farm network. Solar charged Li-Ion battery, Bluetooth app. Email/SMS alerts. Requires EnviroNode Hub. | EnviroNode or customer, with guidance/training | No | EnviroNode engineers normally supply and install the equipment. Our engineers also make regular trips to site and also provide phone and email technical support | Eligible | Eligible for rebate funding. | N/A
2546 | 1475477 | METOS ANZ PTY LTD | Enviro Station Plus Disease | 6097 | Metos 5 300 Weather Station encompases Precipitation, Air Temperature and Relative Humidity, Leaf Wetness, Global Radiation, Wind Speed and Direction along with Calculations for Dew Point, VPD, Delta-T and ET0. Compatible with Soil probe Add-on | Yes | No | Through our dealer network, Where there are gaps we will suport it in the business | Eligible | Eligible for rebate funding. | N/A
2547 | 1475477 | METOS ANZ PTY LTD | Enviro Station | 5641 | Metos 5 280 Weather Station encompases Precipitation, Air Temperature and Relative Humidity, Global Radiation, Wind Speed and Direction along with Calculations for Dew Point, VPD, Delta-T and ET0. Compatible with Soil probe Add-on | Yes | No | Through our dealer network, Where there are gaps we will suport it in the business | Eligible | Eligible for rebate funding. | N/A
2548 | 1475477 | METOS ANZ PTY LTD | Delta-T Station | 3097 | Metos 5 Base with Precipitation, Air Temperature and Relative Humidity along with Calculated Dew Point, VPD, Delta T and ET0. Compatible with Soil probe Add-on | Yes | No | Through our dealer network, Where there are gaps we will suport it in the business | Eligible | Eligible for rebate funding. | N/A
2557 | 1475477 | METOS ANZ PTY LTD | Add-on Soil Probe EnviroPro EC 120cm | 2400 | EnviroPro EC, Moisture & Temperature 120cm 12 Sensors | No | No | Through our dealer network, Where there are gaps we will suport it in the business | Eligible | Eligible for rebate funding. | N/A
2549 | 1475477 | METOS ANZ PTY LTD | Remote Rain Guage Station | 2317 | Meto 5 Base with Precipitation. Compatible with Soil probe Add-on | Yes | No | Through our dealer network, Where there are gaps we will suport it in the business | Eligible | Eligible for rebate funding. | N/A
2556 | 1475477 | METOS ANZ PTY LTD | Add-on Soil Probe Sentek 120cm Plus EC | 1791 | SENTEK D&D TRISCAN PROFILE SENSOR PROBE 120 CM: 12 X SOIL MOISTURE, 12 X SALINITY AND 12 X SOIL TEMPERATURE, 5 M CABLE | No | No | Through our dealer network, Where there are gaps we will suport it in the business | Eligible Bundle | Itemised component breakdown required and must be provided when the claim is lodged, in accordance with the Grant Opportunity Guidelines. | N/A
2553 | 1475477 | METOS ANZ PTY LTD | Add-on Soil Probe Sentek 120cm | 1480 | SENTEK D&D PROFILE SENSOR PROBE 120 CM: 12 X SOIL MOISTURE AND 12 X SOIL TEMPERATURE, 5 M CABLE | No | No | Through our dealer network, Where there are gaps we will suport it in the business | Eligible Bundle | Itemised component breakdown required and must be provided when the claim is lodged, in accordance with the Grant Opportunity Guidelines. | N/A
2555 | 1475477 | METOS ANZ PTY LTD | Add-on Soil Probe Sentek 90cm plus EC | 1454 | SENTEK D&D TRISCAN PROFILE SENSOR PROBE 90 CM: 9 X SOIL MOISTURE, 9 X SALINITY AND 9 X SOIL TEMPERATURE, 5 M CABLE | No | No | Through our dealer network, Where there are gaps we will suport it in the business | Eligible Bundle | Itemised component breakdown required and must be provided when the claim is lodged, in accordance with the Grant Opportunity Guidelines. | N/A
2552 | 1475477 | METOS ANZ PTY LTD | Add-on Soil Probe Sentek 90cm | 1185 | SENTEK D&D PROFILE SENSOR PROBE 90 CM: 9 X SOIL MOISTURE AND 9 X SOIL TEMPERATURE, 5 M CABLE | No | No | Through our dealer network, Where there are gaps we will suport it in the business | Eligible Bundle | Itemised component breakdown required and must be provided when the claim is lodged, in accordance with the Grant Opportunity Guidelines. | N/A
2554 | 1475477 | METOS ANZ PTY LTD | Add-on Soil Probe Sentek 60cm plus EC | 1101.8 | SENTEK D&D TRISCAN PROFILE SENSOR PROBE 60 CM: 6 X SOIL MOISTURE, 6 X SALINITY AND 6 X SOIL TEMPERATURE, 5 M CABLE | No | No | Through our dealer network, Where there are gaps we will suport it in the business | Eligible Bundle | Itemised component breakdown required and must be provided when the claim is lodged, in accordance with the Grant Opportunity Guidelines. | N/A
2551 | 1475477 | METOS ANZ PTY LTD | Add-on Soil Probe Sentek 60cm | 903.11 | SENTEK D&D PROFILE SENSOR PROBE 60 CM: 6 X SOIL MOISTURE AND 6 X SOIL TEMPERATURE, 5 M CABLE | No | No | Through our dealer network, Where there are gaps we will suport it in the business | Eligible Bundle | Itemised component breakdown required and must be provided when the claim is lodged, in accordance with the Grant Opportunity Guidelines. | N/A
9625 | 1475003 | Novecom Pty Ltd | Novecom SynaptiX Open Channel Volumetric Flow metering | 14783.93 | Coupled with the SynaptiX Collector, the flow sensor accurately measures volumetric water flow using radar-based water level and surface velocity data. Designed for durability and low maintenance, it combines level and velocity readings with cross-sectional and hydraulic parameters to compute discharge. Flexible calibration enables precise, site-specific performance, delivering reliable real-time flow insights for rivers, canals, and streams. | Yes | Yes | Training provided by Novecom, and via Novecom authorised dealers, and self-train via User Manuals and specification sheets. | Eligible | Eligible for rebate funding. | N/A
9627 | 1475003 | Novecom Pty Ltd | Novecom SynaptiX Weather Station | 6315.28 | The Novecom weather station is a rugged, low-maintenance monitoring solution designed for accurate, real-time environmental data collection. It measures key weather parameters such as rainfall, temperature, humidity, and wind, and integrates seamlessly with the SynaptiX platform. Built for remote and harsh conditions, it supports reliable connectivity, enabling continuous insights for agricultural applications. | Yes | Yes | Training provided by Novecom, and via Novecom authorised dealers, and self-train via User Manuals and specification sheets. | Eligible | Eligible for rebate funding. | N/A
9628 | 1475003 | Novecom Pty Ltd | Novecom SynaptiX Soil Moisture Monitor | 5751.99 | The Novecom soil moisture monitoring unit provides accurate, real-time measurement of soil conditions to support efficient water management. Designed for durability and low maintenance, it captures moisture, salinity and temperature levels across different soil depths and integrates with the SynaptiX platform. This enables data-driven irrigation decisions, improving crop health, conserving water, and enhancing productivity in agriculture. | Yes | Yes | Training provided by Novecom, and via Novecom authorised dealers, and self-train via User Manuals and specification sheets. | Eligible | Eligible for rebate funding. | N/A
9629 | 1475003 | Novecom Pty Ltd | Novecom SynaptiX Dam Level Monitor | 4237.6 | The Novecom water level monitoring unit delivers accurate, real-time measurement of water levels across rivers, reservoirs, and storage systems. Built for reliability in harsh and remote environments, it integrates with the SynaptiX platform to provide continuous data insights. This enables improved water management, early warning capabilities, and informed decision-making for agriculture. | Yes | Yes | Training provided by Novecom, and via Novecom authorised dealers, and self-train via User Manuals and specification sheets. | Eligible | Eligible for rebate funding. | N/A
1392 | 1474496 | Orange Tulips Pty Ltd | Weather Station - Advanced | 4750 | Advanced Weather Station with tripod, 4G/AR-Tech Maxi Data Logger, Temp, Humidity, Baro, Rain, Wind Min,Avg,Max (gust), Direction, agro calculations. Supports soil moisture probes. Inc freight, Full support, 2yr warranty, on-farm support | Yes | Yes | In person or over the phone. Training and services are personalised for the individual customer and their requirements | Eligible | Eligible for rebate funding. | N/A
1391 | 1474496 | Orange Tulips Pty Ltd | Weather Station - Standard | 3299 | Std Weather Station with tripod, 4G/AR-Tech Mini+ Data Logger, Temp, Humidity, Baro, Rain, Wind Min,Avg,Max, Direction, agro calculations. Inc freight, Full support, Standard sensor set, 2yr warranty, on-farm support | Yes | Yes | In person or over the phone. Training and services are personalised for the individual customer and their requirements | Eligible | Eligible for rebate funding. | N/A
1396 | 1474496 | Orange Tulips Pty Ltd | 120cm Soil Moisture Probe complete Site - Cropping | 2791 | Hardware for complete site - Mini+ 4G/AR-Tech data logger, 120cm soil probe measuring moisture and temperature, rain gauge, Suitable for Irrigated or dry land cropping , Full Support 2yr / 5yr warranty, on-farm support | No | Yes | In person or over the phone. Training and services are personalised for the individual customer and their requirements | Eligible | Eligible for rebate funding. | N/A
1401 | 1474496 | Orange Tulips Pty Ltd | Soil Moisture Probe 160cm (SM,ST) | 2400 | Soil Moisture Probe 80cm extended cable length up to 30m no joins, upgrade for salinity (EC) $400 (connects to 4G/AR-Tech Data Logger), Suitable for irrigated or dry land cropping, 5yr warranty, on-farm support | No | Yes | In person or over the phone. Training and services are personalised for the individual customer and their requirements | Eligible | Eligible for rebate funding. | N/A
1397 | 1474496 | Orange Tulips Pty Ltd | Dairy soil moisture complete site - Irrigated | 2395 | Soil Moisture Dairy Site - Complete site Maxi 4G/AR-Tech Data Logger + 3 matric potential sensors + Rain Gauge, Full Support 2yr / 5yr warranty, on-farm support | Yes and No | Yes | In person or over the phone. Training and services are personalised for the individual customer and their requirements | Eligible | Eligible for rebate funding. | N/A
1395 | 1474496 | Orange Tulips Pty Ltd | 120cm Soil Moisture Probe complete Site - Basic Cropping | 2296 | Hardware for complete site - Mini 4G/AR-Tech data logger, 120cm soil probe measuring moisture and temperature, Suitable for Irrigated or dry land cropping , Full Support 2yr / 5yr warranty, on-farm support | No | Yes | In person or over the phone. Training and services are personalised for the individual customer and their requirements | Eligible | Eligible for rebate funding. | N/A
1394 | 1474496 | Orange Tulips Pty Ltd | 80cm Soil Moisture Probe complete Site - Irrigation | 2231 | Hardware for complete site - Mini+ 4G/AR-Tech data logger, 80cm soil probe measuring moisture and temperature, rain gauge, Suitable for Irrigated or dry land cropping , Full Support 2yr / 5yr warranty, on-farm support | No | Yes | In person or over the phone. Training and services are personalised for the individual customer and their requirements | Eligible | Eligible for rebate funding. | N/A
1393 | 1474496 | Orange Tulips Pty Ltd | 80cm Soil Moisture Probe complete Site - Basic Irrigation | 1936 | Hardware for complete site - Mini 4G/AR-Tech data logger, 80cm soil probe measuring moisture and temperature, Suitable for Irrigated or dry land cropping, Full Support 2yr / 5yr warranty, on-farm support | No | Yes | In person or over the phone. Training and services are personalised for the individual customer and their requirements | Eligible | Eligible for rebate funding. | N/A
1400 | 1474496 | Orange Tulips Pty Ltd | Soil Moisture Probe 120cm (SM,ST) | 1710 | Soil Moisture Probe 80cm extended cable length up to 30m no joins, upgrade for salinity (EC) $400 (connects to 4G/AR-Tech Data Logger), Suitable for irrigated or dry land cropping, 5yr warranty, on-farm support | No | Yes | In person or over the phone. Training and services are personalised for the individual customer and their requirements | Eligible | Eligible for rebate funding. | N/A
1399 | 1474496 | Orange Tulips Pty Ltd | Soil Moisture Probe 80cm (SM,ST) | 1150 | Soil Moisture Probe 80cm extended cable length up to 30m no joins, upgrade for salinity (EC) $400 (connects to 4G/AR-Tech Data Logger), Suitable for irrigated or dry land cropping, 5yr warranty, on-farm support | No | Yes | In person or over the phone. Training and services are personalised for the individual customer and their requirements | Eligible | Eligible for rebate funding. | N/A
1398 | 1474496 | Orange Tulips Pty Ltd | Soil Moisture Probe 40cm (SM,ST) | 910 | Soil Moisture Probe 40cm extended cable length up to 30m no joins, upgrade for salinity (EC) $400 (connects to 4G/AR-Tech Data Logger), Suitable for irrigated or dry land cropping, 5yr warranty, on-farm support | No | Yes | In person or over the phone. Training and services are personalised for the individual customer and their requirements | Eligible | Eligible for rebate funding. | N/A
1408 | 1474496 | Orange Tulips Pty Ltd | Leak Detection Kit | 600 | Leak Detection Kit includes Mini 4G/AR-Tech Data Logger and mounts. A water meter & pulse output/reed switch is required to complete the hardware kit required for leak detection, 2yr warranty, on-farm support | Yes | Yes | In person or over the phone. Training and services are personalised for the individual customer and their requirements | Eligible | Eligible for rebate funding. | N/A
1405 | 1474496 | Orange Tulips Pty Ltd | Rain Gauge | 310 | Rain Gauge 0.2mm per tip 2yr warranty (connects to 4G/AR-Tech Data Logger), on-farm support | Yes | Yes | In person or over the phone. Training and services are personalised for the individual customer and their requirements | Eligible | Eligible for rebate funding. | N/A
1410 | 1474496 | Orange Tulips Pty Ltd | Water Meters | 300 | A wide variety of water meters are available to suit their purpose of use. Prices vary from $200 for a small leak detection meter to $2000+ for an irrigation meter. Connects to 4G/AR-Tech data loggers for Leak Detection, 1-2yr warranty, on-farm support | Yes | Yes | In person or over the phone. Training and services are personalised for the individual customer and their requirements | Eligible | Eligible for rebate funding. | N/A
8459 | 1475105 | Origo Pty Ltd | Origo 6m Weather Station (XPS6M) - Rainfall, 3 x Temp & Humidity, Wind | 4673 | Origo's XPS-6M Weather Station is a rugged design for local farm environmental monitoring. Rain, Wind, Temp, Humidity & calculated values Delta-T and fire index are provided through the Origo.ag platform. Everything needed for installation is supplied. | Yes | No | N/A | Eligible | Eligible for rebate funding. | N/A
8458 | 1475105 | Origo Pty Ltd | Origo 2m Weather Station (XPS2M) - Rainfall, Temp & Humidity, Wind | 3393 | Origo's XPS-2M Weather Station is a rugged design for local farm environmental monitoring. Rain, Wind, Temp, Humidity & calculated values Delta-T and fire index are provided through the Origo.ag platform. Everything needed for installation is supplied. | Yes | No | N/A | Eligible | Eligible for rebate funding. | N/A
7401 | 1475582 | Outcomex Pty Ltd | NDVI | 6875 | NVDI Sensor Pair, includes pole mount brackets (Note: NDVI pair constitutes 2 sensors) | Yes | NO | <not provided> | Eligible Bundle | Itemised component breakdown required and must be provided when the claim is lodged, in accordance with the Grant Opportunity Guidelines. | N/A
7340 | 1475582 | Outcomex Pty Ltd | SFMx-AU915 | 4950 | LoRaWAN Sap Flow Meter - Configured for Heat Ratio Method principle - Consists of three probes 35/22.5/12 mm long with 2 measurement points at 7.5 and 22.5mm from probe tip; IP65 rated enclosure; Standalone logging capability 8GB MicroSD Card; with LoRaWAN | Yes | NO | <not provided> | Eligible Bundle | Itemised component breakdown required and must be provided when the claim is lodged, in accordance with the Grant Opportunity Guidelines. | N/A
7341 | 1475582 | Outcomex Pty Ltd | SFMx-C | 4950 | LoRaWAN Sap Flow Meter - Configured for Heat Ratio Method principle - Consists of three probes 35 mm long with 2 measurement points at 7.5 and 22.5mm from probe tip; IP65 rated enclosure; Standalone logging capability 8GB MicroSD Card; Cat-M1/NB-IoT communication | Yes | NO | <not provided> | Eligible Bundle | Itemised component breakdown required and must be provided when the claim is lodged, in accordance with the Grant Opportunity Guidelines. | N/A
7348 | 1475582 | Outcomex Pty Ltd | SNiP-AWS5L-MC | 4885 | Automatic Weather Station for measurement of ambient temperature, humidity sensor, atmospheric pressure, wind direction, wind speed, includes 13Ah rechargeable li-ion battery, 10W Solar Panel and mounting system for node and solar panel. | Yes | NO | <not provided> | Partially Eligible Bundle | Itemised component breakdown required and must be provided when the claim is lodged, in accordance with the Grant Opportunity Guidelines. Funding will only be assessed against eligible components. | Automatic Weather Station
7347 | 1475582 | Outcomex Pty Ltd | SNiP-AWS5L-ML | 4720 | Automatic Weather Station for measurement of ambient temperature, humidity sensor, atmospheric pressure, wind direction, wind speed, includes 13Ah rechargeable li-ion battery, 10W Solar Panel and mounting system for node and solar panel. | Yes | NO | <not provided> | Partially Eligible Bundle | Itemised component breakdown required and must be provided when the claim is lodged, in accordance with the Grant Opportunity Guidelines. Funding will only be assessed against eligible components. | Automatic Weather Station
7339 | 1475582 | Outcomex Pty Ltd | NTU | 4410 | Optical sensor for the measurement of Nephelometric Turbidity, based on IR nephelometry/850 nm | Yes | NO | <not provided> | Eligible | Eligible for rebate funding. | N/A
7197 | 1475582 | Outcomex Pty Ltd | Farmdeck Flow Meter - 12 inch - Metal Flanged - Satellite | 4260 | Farmdeck Sensorhub paired with a pulse count water meter | Yes | NO | <not provided> | Eligible | Eligible for rebate funding. | N/A
7196 | 1475582 | Outcomex Pty Ltd | Farmdeck Flow Meter - 12 inch - Metal Flanged - 4g/5g/NB-IoT | 4240 | Farmdeck Sensorhub paired with a pulse count water meter | Yes | NO | <not provided> | Eligible | Eligible for rebate funding. | N/A
7195 | 1475582 | Outcomex Pty Ltd | Farmdeck Flow Meter - 12 inch - Metal Flanged - LoRaWAN | 4140 | Farmdeck Sensorhub paired with a pulse count water meter | Yes | NO | <not provided> | Eligible | Eligible for rebate funding. | N/A
7194 | 1475582 | Outcomex Pty Ltd | Farmdeck Flow Meter - 10 inch - Metal Flanged - Satellite | 3690 | Farmdeck Sensorhub paired with a pulse count water meter | Yes | NO | <not provided> | Eligible | Eligible for rebate funding. | N/A
7193 | 1475582 | Outcomex Pty Ltd | Farmdeck Flow Meter - 10 inch - Metal Flanged - 4g/5g/NB-IoT | 3670 | Farmdeck Sensorhub paired with a pulse count water meter | Yes | NO | <not provided> | Eligible | Eligible for rebate funding. | N/A
7192 | 1475582 | Outcomex Pty Ltd | Farmdeck Flow Meter - 10 inch - Metal Flanged - LoRaWAN | 3570 | Farmdeck Sensorhub paired with a pulse count water meter | Yes | NO | <not provided> | Eligible | Eligible for rebate funding. | N/A
7375 | 1475582 | Outcomex Pty Ltd | SNiP-EP8-SC | 3515 | Integrated soil moisture/temperature monitoring station, includes: 1 x Enviropro EP100GL-08 Sensor, 6.5Ah rechargeable li-ion battery, 10W Solar Panel and mounting system for node and solar panel | Yes | NO | <not provided> | Eligible | Eligible for rebate funding. | N/A
7374 | 1475582 | Outcomex Pty Ltd | SNiP-EP8-SL | 3330 | Integrated soil moisture/temperature monitoring station, includes: 1 x Enviropro EP100GL-08 Sensor, 6.5Ah rechargeable li-ion battery, 10W Solar Panel and mounting system for node and solar panel | Yes | NO | <not provided> | Eligible | Eligible for rebate funding. | N/A
7372 | 1475582 | Outcomex Pty Ltd | SNiP-EP4-SC | 3235 | Integrated soil moisture/temperature monitoring station, includes: 1 x Enviropro EP100GL-04 Sensor, 6.5Ah rechargeable li-ion battery, 10W Solar Panel and mounting system for node and solar panel | Yes | NO | <not provided> | Eligible | Eligible for rebate funding. | N/A
7294 | 1475582 | Outcomex Pty Ltd | Farmdeck 1200mm TRISCAN Soil Moisture Sensor - Satellite | 3070 | Drill & Drop, 120cm TriSCAN , RS485 Modbus (W. S Cable) | Yes | NO | <not provided> | Eligible | Eligible for rebate funding. | N/A
7293 | 1475582 | Outcomex Pty Ltd | Farmdeck 1200mm TRISCAN Soil Moisture Sensor - 4g/5g/NB-IoT | 3050 | Drill & Drop, 120cm TriSCAN , RS485 Modbus (W. S Cable) | Yes | NO | <not provided> | Eligible | Eligible for rebate funding. | N/A
7371 | 1475582 | Outcomex Pty Ltd | SNiP-EP4-SL | 3050 | Integrated soil moisture/temperature monitoring station, includes: 1 x Enviropro EP100GL-04 Sensor, 6.5Ah rechargeable li-ion battery, 10W Solar Panel and mounting system for node and solar panel | Yes | NO | <not provided> | Eligible | Eligible for rebate funding. | N/A
7336 | 1475582 | Outcomex Pty Ltd | DOT | 3020 | Optical sensor for Measuring dissolved oxygen in water, usable in Urban Wastewater and Industrial effluent | Yes | NO | <not provided> | Eligible | Eligible for rebate funding. | N/A
7292 | 1475582 | Outcomex Pty Ltd | Farmdeck 1200mm TRISCAN Soil Moisture Sensor -LoRaWAN | 2950 | Drill & Drop, 120cm TriSCAN , RS485 Modbus (W. S Cable) | Yes | NO | <not provided> | Eligible | Eligible for rebate funding. | N/A
7276 | 1475582 | Outcomex Pty Ltd | Farmdeck 5in1 Weather Station + Rain Gauge - Satellite | 2920 | Weather Station Measuring Wind Speed, Wind Direction, Temperature, Relative Humidity, Absolute Barometric Pressure and Rainfall | Yes | NO | <not provided> | Eligible Bundle | Itemised component breakdown required and must be provided when the claim is lodged, in accordance with the Grant Opportunity Guidelines. | N/A
7275 | 1475582 | Outcomex Pty Ltd | Farmdeck 5in1 Weather Station + Rain Gauge - 4g/5g/NB-IoT | 2900 | Weather Station Measuring Wind Speed, Wind Direction, Temperature, Relative Humidity, Absolute Barometric Pressure and Rainfall | Yes | NO | <not provided> | Eligible Bundle | Itemised component breakdown required and must be provided when the claim is lodged, in accordance with the Grant Opportunity Guidelines. | N/A
7361 | 1475582 | Outcomex Pty Ltd | IMS2 | 2845 | Integrated wind direction, wind speed, PM2.5, PM10 sensor for smoke and dust monitoring, 5m cable | Yes | NO | <not provided> | Eligible | Eligible for rebate funding. | N/A
7380 | 1475582 | Outcomex Pty Ltd | SNiP-MP4-MC | 2835 | Integrated soil moisture monitoring station, includes: 1 x ICT MP406 Sensor, 13Ah rechargeable li-ion battery, 10W Solar Panel and mounting system for node and solar panel | Yes | NO | <not provided> | Partially Eligible Bundle | Itemised component breakdown required and must be provided when the claim is lodged, in accordance with the Grant Opportunity Guidelines. Funding will only be assessed against eligible components. | Soil Moisture Monitoring Station Sensor(s)
7274 | 1475582 | Outcomex Pty Ltd | Farmdeck 5in1 Weather Station + Rain Gauge - LoRaWAN | 2800 | Weather Station Measuring Wind Speed, Wind Direction, Temperature, Relative Humidity, Absolute Barometric Pressure and Rainfall | Yes | NO | <not provided> | Eligible Bundle | Itemised component breakdown required and must be provided when the claim is lodged, in accordance with the Grant Opportunity Guidelines. | N/A
7285 | 1475582 | Outcomex Pty Ltd | Farmdeck 1200mm Soil Moisture Sensor - Satellite | 2750 | Drill & Drop, 120cm Moisture+Temp , RS485 Modbus (W. S Cable) | Yes | NO | <not provided> | Eligible | Eligible for rebate funding. | N/A
7284 | 1475582 | Outcomex Pty Ltd | Farmdeck 1200mm Soil Moisture Sensor - 4g/5g/NB-IoT | 2730 | Drill & Drop, 120cm Moisture+Temp , RS485 Modbus (W. S Cable) | Yes | NO | <not provided> | Eligible | Eligible for rebate funding. | N/A
7291 | 1475582 | Outcomex Pty Ltd | Farmdeck 900mm TRISCAN Soil Moisture Sensor - Satellite | 2725 | Drill & Drop, 90cm TriSCAN , RS485 Modbus (W. S Cable) | Yes | NO | <not provided> | Eligible | Eligible for rebate funding. | N/A
7290 | 1475582 | Outcomex Pty Ltd | Farmdeck 900mm TRISCAN Soil Moisture Sensor - 4g/5g/NB-IoT | 2705 | Drill & Drop, 90cm TriSCAN , RS485 Modbus (W. S Cable) | Yes | NO | <not provided> | Eligible | Eligible for rebate funding. | N/A
7337 | 1475582 | Outcomex Pty Ltd | pHR | 2660 | Combination pH/Redox/Temp sensor, ph 0-14, Redox +-1000mv, Temp -10+50C | Yes | NO | <not provided> | Eligible | Eligible for rebate funding. | N/A
7379 | 1475582 | Outcomex Pty Ltd | SNiP-MP4-ML | 2655 | Integrated soil moisture monitoring station, includes: 1 x ICT MP406 Sensor, 13Ah rechargeable li-ion battery, 10W Solar Panel and mounting system for node and solar panel | Yes | NO | <not provided> | Partially Eligible Bundle | Itemised component breakdown required and must be provided when the claim is lodged, in accordance with the Grant Opportunity Guidelines. Funding will only be assessed against eligible components. | Soil Moisture Monitoring Station Sensor(s)
7283 | 1475582 | Outcomex Pty Ltd | Farmdeck 1200mm Soil Moisture Sensor -LoRaWAN | 2630 | Drill & Drop, 120cm Moisture+Temp , RS485 Modbus (W. S Cable) | Yes | NO | <not provided> | Eligible | Eligible for rebate funding. | N/A
7273 | 1475582 | Outcomex Pty Ltd | Farmdeck 5in1 Weather Station - Satellite | 2620 | Weather Station Measuring Wind Speed, Wind Direction, Temperature, Relative Humidity and Absolute Barometric Pressure | Yes | NO | <not provided> | Eligible | Eligible for rebate funding. | N/A
7289 | 1475582 | Outcomex Pty Ltd | Farmdeck 900mm TRISCAN Soil Moisture Sensor - LoRaWAN | 2605 | Drill & Drop, 90cm TriSCAN , RS485 Modbus (W. S Cable) | Yes | NO | <not provided> | Eligible | Eligible for rebate funding. | N/A
7272 | 1475582 | Outcomex Pty Ltd | Farmdeck 5in1 Weather Station - 4g/5g/NB-IoT | 2600 | Weather Station Measuring Wind Speed, Wind Direction, Temperature, Relative Humidity and Absolute Barometric Pressure | Yes | NO | <not provided> | Eligible | Eligible for rebate funding. | N/A
7191 | 1475582 | Outcomex Pty Ltd | Farmdeck Flow Meter - 8 inch - Metal Flanged - Satellite | 2550 | Farmdeck Sensorhub paired with a pulse count water meter | Yes | NO | <not provided> | Eligible | Eligible for rebate funding. | N/A
7190 | 1475582 | Outcomex Pty Ltd | Farmdeck Flow Meter - 8 inch - Metal Flanged - 4g/5g/NB-IoT | 2530 | Farmdeck Sensorhub paired with a pulse count water meter | Yes | NO | <not provided> | Eligible | Eligible for rebate funding. | N/A
7271 | 1475582 | Outcomex Pty Ltd | Farmdeck 5in1 Weather Station - LoRaWAN | 2500 | Weather Station Measuring Wind Speed, Wind Direction, Temperature, Relative Humidity and Absolute Barometric Pressure | Yes | NO | <not provided> | Eligible | Eligible for rebate funding. | N/A
7282 | 1475582 | Outcomex Pty Ltd | Farmdeck 900mm Soil Moisture Sensor - Satellite | 2445 | Drill & Drop, 90cm Moisture+Temp , RS485 Modbus (W. S Cable) | Yes | NO | <not provided> | Eligible | Eligible for rebate funding. | N/A
7189 | 1475582 | Outcomex Pty Ltd | Farmdeck Flow Meter - 8 inch - Metal Flanged - LoRaWAN | 2430 | Farmdeck Sensorhub paired with a pulse count water meter | Yes | NO | <not provided> | Eligible | Eligible for rebate funding. | N/A
7281 | 1475582 | Outcomex Pty Ltd | Farmdeck 900mm Soil Moisture Sensor - 4g/5g/NB-IoT | 2425 | Drill & Drop, 90cm Moisture+Temp , RS485 Modbus (W. S Cable) | Yes | NO | <not provided> | Eligible | Eligible for rebate funding. | N/A
7288 | 1475582 | Outcomex Pty Ltd | Farmdeck 600mm TRISCAN Soil Moisture Sensor - Satellite | 2375 | Drill & Drop, 60cm TriSCAN , RS485 Modbus (W. S Cable) | Yes | NO | <not provided> | Eligible | Eligible for rebate funding. | N/A
7287 | 1475582 | Outcomex Pty Ltd | Farmdeck 600mm TRISCAN Soil Moisture Sensor - 4g/5g/NB-IoT | 2355 | Drill & Drop, 60cm TriSCAN , RS485 Modbus (W. S Cable) | Yes | NO | <not provided> | Eligible | Eligible for rebate funding. | N/A
7280 | 1475582 | Outcomex Pty Ltd | Farmdeck 900mm Soil Moisture Sensor - LoRaWAN | 2325 | Drill & Drop, 90cm Moisture+Temp , RS485 Modbus (W. S Cable) | Yes | NO | <not provided> | Eligible | Eligible for rebate funding. | N/A
7188 | 1475582 | Outcomex Pty Ltd | Farmdeck Flow Meter - 6 inch - Metal Flanged - Satellite | 2320 | Farmdeck Sensorhub paired with a pulse count water meter | Yes | NO | <not provided> | Eligible | Eligible for rebate funding. | N/A
7187 | 1475582 | Outcomex Pty Ltd | Farmdeck Flow Meter - 6 inch - Metal Flanged - 4g/5g/NB-IoT | 2300 | Farmdeck Sensorhub paired with a pulse count water meter | Yes | NO | <not provided> | Eligible | Eligible for rebate funding. | N/A
7286 | 1475582 | Outcomex Pty Ltd | Farmdeck 600mm TRISCAN Soil Moisture Sensor -LoRaWAN | 2255 | Drill & Drop, 60cm TriSCAN , RS485 Modbus (W. S Cable) | Yes | NO | <not provided> | Eligible | Eligible for rebate funding. | N/A
7355 | 1475582 | Outcomex Pty Ltd | RIM | 2210 | BoM Raingauge | Yes | NO | <not provided> | Eligible | Eligible for rebate funding. | N/A
7368 | 1475582 | Outcomex Pty Ltd | RIM | 2210 | BoM Raingauge | Yes | NO | <not provided> | Eligible | Eligible for rebate funding. | N/A
7186 | 1475582 | Outcomex Pty Ltd | Farmdeck Flow Meter - 6 inch - Metal Flanged - LoRaWAN | 2200 | Farmdeck Sensorhub paired with a pulse count water meter | Yes | NO | <not provided> | Eligible | Eligible for rebate funding. | N/A
7338 | 1475582 | Outcomex Pty Ltd | C4E | 2185 | Measuring conductivity, salinity and temperature in water | Yes | NO | <not provided> | Eligible | Eligible for rebate funding. | N/A
7279 | 1475582 | Outcomex Pty Ltd | Farmdeck 600mm Soil Moisture Sensor - Satellite | 2140 | Drill & Drop, 60cm Moisture+Temp , RS485 Modbus (W. S Cable) | Yes | NO | <not provided> | Eligible | Eligible for rebate funding. | N/A
7278 | 1475582 | Outcomex Pty Ltd | Farmdeck 600mm Soil Moisture Sensor - 4g/5g/NB-IoT | 2120 | Drill & Drop, 60cm Moisture+Temp , RS485 Modbus (W. S Cable) | Yes | NO | <not provided> | Eligible | Eligible for rebate funding. | N/A
7359 | 1475582 | Outcomex Pty Ltd | SNiP-MCS-MC | 2070 | Microclimate monitoring station base package, includes 6.5Ah rechargeable li-ion battery, 10W Solar Panel and mounting system for node and solar panel. Does NOT include Sensors | Yes | NO | <not provided> | Partially Eligible Bundle | Itemised component breakdown required and must be provided when the claim is lodged, in accordance with the Grant Opportunity Guidelines. Funding will only be assessed against eligible components. | Microclimate Monitoring Station
7391 | 1475582 | Outcomex Pty Ltd | SNiP-PMS-SC | 2070 | Plant monitoring station 1 base package, includes 6.5Ah rechargeable li-ion battery, 10W Solar Panel and mounting system for node and solar panel. Does NOT include Sensors | Yes | NO | <not provided> | Eligible | Eligible for rebate funding. | N/A
7277 | 1475582 | Outcomex Pty Ltd | Farmdeck 600mm Soil Moisture Sensor -LoRaWAN | 2020 | Drill & Drop, 60cm Moisture+Temp , RS485 Modbus (W. S Cable) | Yes | NO | <not provided> | Eligible | Eligible for rebate funding. | N/A
7335 | 1475582 | Outcomex Pty Ltd | SNiP-WQS-SC | 2010 | Water quality station base package, includes Node with LoRaWAN OR Nb-IoT communications, 13Ah rechargeable li-ion battery, 10W Solar Panel and mounting system for node and solar panel. Does NOT include Sensors | Yes | NO | <not provided> | Partially Eligible Bundle | Itemised component breakdown required and must be provided when the claim is lodged, in accordance with the Grant Opportunity Guidelines. Funding will only be assessed against eligible components. | Node with LoRaWAN OR Nb-IoT communications
7360 | 1475582 | Outcomex Pty Ltd | AWS2 | 1960 | For wind direction and wind speed, 5m cable | Yes | NO | <not provided> | Eligible | Eligible for rebate funding. | N/A
7334 | 1475582 | Outcomex Pty Ltd | SNiP-WQS-SL | 1900 | Water quality station base package, includes Node with LoRaWAN OR Nb-IoT communications, 13Ah rechargeable li-ion battery, 10W Solar Panel and mounting system for node and solar panel. Does NOT include Sensors | Yes | NO | <not provided> | Partially Eligible Bundle | Itemised component breakdown required and must be provided when the claim is lodged, in accordance with the Grant Opportunity Guidelines. Funding will only be assessed against eligible components. | Node with LoRaWAN OR Nb-IoT communications
7358 | 1475582 | Outcomex Pty Ltd | SNiP-MCS-ML | 1855 | Microclimate monitoring station base package, includes 6.5Ah rechargeable li-ion battery, 10W Solar Panel and mounting system for node and solar panel. Does NOT include Sensors | Yes | NO | <not provided> | Partially Eligible Bundle | Itemised component breakdown required and must be provided when the claim is lodged, in accordance with the Grant Opportunity Guidelines. Funding will only be assessed against eligible components. | Microclimate Monitoring Station
7390 | 1475582 | Outcomex Pty Ltd | SNiP-PMS-SL | 1855 | Plant monitoring station 1 base package, includes 6.5Ah rechargeable li-ion battery, 10W Solar Panel and mounting system for node and solar panel. Does NOT include Sensors | Yes | NO | <not provided> | Eligible | Eligible for rebate funding. | N/A
7185 | 1475582 | Outcomex Pty Ltd | Farmdeck Flow Meter - 4 inch - Metal Flanged - Satellite | 1830 | Farmdeck Sensorhub paired with a pulse count water meter | Yes | NO | <not provided> | Eligible | Eligible for rebate funding. | N/A
7184 | 1475582 | Outcomex Pty Ltd | Farmdeck Flow Meter - 4 inch - Metal Flanged - 4g/5g/NB-IoT | 1810 | Farmdeck Sensorhub paired with a pulse count water meter | Yes | NO | <not provided> | Eligible | Eligible for rebate funding. | N/A
7399 | 1475582 | Outcomex Pty Ltd | SO2 | 1795 | Soil oxygen sensor with diffusion head | Yes | NO | <not provided> | Eligible Bundle | Itemised component breakdown required and must be provided when the claim is lodged, in accordance with the Grant Opportunity Guidelines. | N/A
7353 | 1475582 | Outcomex Pty Ltd | PYR | 1770 | Pyranometer, Pole Mounting Bracket and Leveling plate, 5m cable | Yes | NO | <not provided> | Partially Eligible Bundle | Itemised component breakdown required and must be provided when the claim is lodged, in accordance with the Grant Opportunity Guidelines. Funding will only be assessed against eligible components. | Pyranometer Cabling
7366 | 1475582 | Outcomex Pty Ltd | PYR | 1770 | Pyranometer, Pole Mounting Bracket and Leveling plate, 5m cable | Yes | NO | <not provided> | Partially Eligible Bundle | Itemised component breakdown required and must be provided when the claim is lodged, in accordance with the Grant Opportunity Guidelines. Funding will only be assessed against eligible components. | Pyranometer Cabling
7179 | 1475582 | Outcomex Pty Ltd | Farmdeck Flow Meter - 2.5 inch - Metal Flanged - Satellite | 1735 | Farmdeck Sensorhub paired with a pulse count water meter | Yes | NO | <not provided> | Eligible | Eligible for rebate funding. | N/A
7182 | 1475582 | Outcomex Pty Ltd | Farmdeck Flow Meter - 3 inch - Metal Flanged - Satellite | 1735 | Farmdeck Sensorhub paired with a pulse count water meter | Yes | NO | <not provided> | Eligible | Eligible for rebate funding. | N/A
7178 | 1475582 | Outcomex Pty Ltd | Farmdeck Flow Meter - 2.5 inch - Metal Flanged - 4g/5g/NB-IoT | 1715 | Farmdeck Sensorhub paired with a pulse count water meter | Yes | NO | <not provided> | Eligible | Eligible for rebate funding. | N/A
7181 | 1475582 | Outcomex Pty Ltd | Farmdeck Flow Meter - 3 inch - Metal Flanged - 4g/5g/NB-IoT | 1715 | Farmdeck Sensorhub paired with a pulse count water meter | Yes | NO | <not provided> | Eligible | Eligible for rebate funding. | N/A
7365 | 1475582 | Outcomex Pty Ltd | IRT | 1715 | Canopy Temperature (Infrared Radiometer), Pole Mounting Bracket and Leveling plate, 5m cable | Yes | NO | <not provided> | Partially Eligible Bundle | Itemised component breakdown required and must be provided when the claim is lodged, in accordance with the Grant Opportunity Guidelines. Funding will only be assessed against eligible components. | Radiometer Cabling
7393 | 1475582 | Outcomex Pty Ltd | IRT | 1715 | Canopy Temperature (Infrared Radiometer), Pole Mounting Bracket and Leveling plate, 5m cable | Yes | NO | <not provided> | Partially Eligible Bundle | Itemised component breakdown required and must be provided when the claim is lodged, in accordance with the Grant Opportunity Guidelines. Funding will only be assessed against eligible components. | Radiometer Cabling
7183 | 1475582 | Outcomex Pty Ltd | Farmdeck Flow Meter - 4 inch - Metal Flanged - LoRaWAN | 1710 | Farmdeck Sensorhub paired with a pulse count water meter | Yes | NO | <not provided> | Eligible | Eligible for rebate funding. | N/A
7176 | 1475582 | Outcomex Pty Ltd | Farmdeck Flow Meter - 2 inch - Metal Flanged - Satellite | 1660 | Farmdeck Sensorhub paired with a pulse count water meter | Yes | NO | <not provided> | Eligible | Eligible for rebate funding. | N/A
7349 | 1475582 | Outcomex Pty Ltd | PAR | 1660 | Measure the efficiency of natural and artificial light sources, Includes Pole Mounting Bracket and Leveling plate, 5m cable | Yes | NO | <not provided> | Partially Eligible Bundle | Itemised component breakdown required and must be provided when the claim is lodged, in accordance with the Grant Opportunity Guidelines. Funding will only be assessed against eligible components. | Sensor(s) Cabling
7392 | 1475582 | Outcomex Pty Ltd | PAR | 1660 | PAR Sensor, Pole Mounting Bracket and Leveling plate, 5m cable | Yes | NO | <not provided> | Partially Eligible Bundle | Itemised component breakdown required and must be provided when the claim is lodged, in accordance with the Grant Opportunity Guidelines. Funding will only be assessed against eligible components. | Sensor(s) Cabling
7175 | 1475582 | Outcomex Pty Ltd | Farmdeck Flow Meter - 2 inch - Metal Flanged - 4g/5g/NB-IoT | 1640 | Farmdeck Sensorhub paired with a pulse count water meter | Yes | NO | <not provided> | Eligible | Eligible for rebate funding. | N/A
7177 | 1475582 | Outcomex Pty Ltd | Farmdeck Flow Meter - 2.5 inch - Metal Flanged - LoRaWAN | 1615 | Farmdeck Sensorhub paired with a pulse count water meter | Yes | NO | <not provided> | Eligible | Eligible for rebate funding. | N/A
7180 | 1475582 | Outcomex Pty Ltd | Farmdeck Flow Meter - 3 inch - Metal Flanged - LoRaWAN | 1615 | Farmdeck Sensorhub paired with a pulse count water meter | Yes | NO | <not provided> | Eligible | Eligible for rebate funding. | N/A
7350 | 1475582 | Outcomex Pty Ltd | RFS | 1545 | Frost Sensor, Pole Mounting Bracket, 5m cable | Yes | NO | <not provided> | Partially Eligible Bundle | Itemised component breakdown required and must be provided when the claim is lodged, in accordance with the Grant Opportunity Guidelines. Funding will only be assessed against eligible components. | Sensor Cabling
7364 | 1475582 | Outcomex Pty Ltd | RFS | 1545 | Frost Sensor, Pole Mounting Bracket, 5m cable | Yes | NO | <not provided> | Partially Eligible Bundle | Itemised component breakdown required and must be provided when the claim is lodged, in accordance with the Grant Opportunity Guidelines. Funding will only be assessed against eligible components. | Sensor Cabling
7394 | 1475582 | Outcomex Pty Ltd | RFS | 1545 | Frost Sensor, Pole Mounting Bracket, 5m cable | Yes | NO | <not provided> | Partially Eligible Bundle | Itemised component breakdown required and must be provided when the claim is lodged, in accordance with the Grant Opportunity Guidelines. Funding will only be assessed against eligible components. | Sensor Cabling
7174 | 1475582 | Outcomex Pty Ltd | Farmdeck Flow Meter - 2 inch - Metal Flanged - LoRaWAN | 1540 | Farmdeck Sensorhub paired with a pulse count water meter | Yes | NO | <not provided> | Eligible | Eligible for rebate funding. | N/A
7362 | 1475582 | Outcomex Pty Ltd | dT2t | 1530 | Two-sensor system for the measurement of vertical air temperature gradient (2 x T-Type paired thermocouples) | Yes | NO | <not provided> | Eligible | Eligible for rebate funding. | N/A
7396 | 1475582 | Outcomex Pty Ltd | DBS | 1510 | Band Dendrometer, 10m cable, 2m stainless steel band | Yes | NO | <not provided> | Eligible | Eligible for rebate funding. | N/A
7407 | 1475582 | Outcomex Pty Ltd | DBS | 1510 | Band Dendrometer, 10m cable, 2m stainless steel band | Yes | NO | <not provided> | Eligible | Eligible for rebate funding. | N/A
7363 | 1475582 | Outcomex Pty Ltd | VPD | 1500 | Precision temperature, humidity, barometric pressure, saturated vapor pressure, vapor pressure, vapor pressure deficit, dew point and vapor density sensor, includes passive radiation shield and pole mount bracket | Yes | NO | <not provided> | Eligible | Eligible for rebate funding. | N/A
7398 | 1475582 | Outcomex Pty Ltd | VPD | 1500 | Precision temperature, humidity, barometric pressure, saturated vapor pressure, vapor pressure, vapor pressure deficit, dew point and vapor density sensor, includes passive radiation shield and pole mount bracket | Yes | NO | <not provided> | Eligible | Eligible for rebate funding. | N/A
7409 | 1475582 | Outcomex Pty Ltd | VPD | 1500 | Precision temperature, humidity, barometric pressure, saturated vapor pressure, vapor pressure, vapor pressure deficit, dew point and vapor density sensor, includes passive radiation shield and pole mount bracket | Yes | NO | <not provided> | Eligible | Eligible for rebate funding. | N/A
7173 | 1475582 | Outcomex Pty Ltd | Farmdeck Flow Meter - 2 inch - Metal Threaded - Satellite | 1420 | Farmdeck Sensorhub paired with a pulse count water meter | Yes | NO | <not provided> | Eligible | Eligible for rebate funding. | N/A
7172 | 1475582 | Outcomex Pty Ltd | Farmdeck Flow Meter - 2 inch - Metal Threaded - 4g/5g/NB-IoT | 1400 | Farmdeck Sensorhub paired with a pulse count water meter | Yes | NO | <not provided> | Eligible | Eligible for rebate funding. | N/A
7406 | 1475582 | Outcomex Pty Ltd | DF6 | 1375 | Fruit & Vegetable Dendrometer for small- to medium-sized, fast-growing fruit, 5 - 50mm | Yes | NO | <not provided> | Eligible | Eligible for rebate funding. | N/A
7405 | 1475582 | Outcomex Pty Ltd | DF5 | 1325 | Fruit & Vegetable Dendrometer for small-sized fruit 5 - 30mm | Yes | NO | <not provided> | Eligible | Eligible for rebate funding. | N/A
7171 | 1475582 | Outcomex Pty Ltd | Farmdeck Flow Meter - 2 inch - Metal Threaded - LoRaWAN | 1300 | Farmdeck Sensorhub paired with a pulse count water meter | Yes | NO | <not provided> | Eligible | Eligible for rebate funding. | N/A
7400 | 1475582 | Outcomex Pty Ltd | DPS | 1300 | Stem Dendrometer. Pivot type. SDI-12 output. Range: 5 - 40mm. Accuracy 0.5% full scale. | Yes | NO | <not provided> | Eligible | Eligible for rebate funding. | N/A
7408 | 1475582 | Outcomex Pty Ltd | DPS | 1300 | Stem Dendrometer. Pivot type. SDI-12 output. Range: 5 - 40mm. Accuracy 0.5% full scale. | Yes | NO | <not provided> | Eligible | Eligible for rebate funding. | N/A
7170 | 1475582 | Outcomex Pty Ltd | Farmdeck Flow Meter - 1.5 inch - Metal Threaded - Satellite | 1230 | Farmdeck Sensorhub paired with a pulse count water meter | Yes | NO | <not provided> | Eligible | Eligible for rebate funding. | N/A
7169 | 1475582 | Outcomex Pty Ltd | Farmdeck Flow Meter - 1.5 inch - Metal Threaded - 4g/5g/NB-IoT | 1210 | Farmdeck Sensorhub paired with a pulse count water meter | Yes | NO | <not provided> | Eligible | Eligible for rebate funding. | N/A
7167 | 1475582 | Outcomex Pty Ltd | Farmdeck Flow Meter - 1.25 inch - Metal Threaded - Satellite | 1180 | Farmdeck Sensorhub paired with a pulse count water meter | Yes | NO | <not provided> | Eligible | Eligible for rebate funding. | N/A
7166 | 1475582 | Outcomex Pty Ltd | Farmdeck Flow Meter - 1.25 inch - Metal Threaded - 4g/5g/NB-IoT | 1160 | Farmdeck Sensorhub paired with a pulse count water meter | Yes | NO | <not provided> | Eligible | Eligible for rebate funding. | N/A
7168 | 1475582 | Outcomex Pty Ltd | Farmdeck Flow Meter - 1.5 inch - Metal Threaded - LoRaWAN | 1110 | Farmdeck Sensorhub paired with a pulse count water meter | Yes | NO | <not provided> | Eligible | Eligible for rebate funding. | N/A
7155 | 1475582 | Outcomex Pty Ltd | Farmdeck Flow Meter - 2 inch - Plastic - Satellite | 1100 | Farmdeck Sensorhub paired with a pulse count water meter | Yes | NO | <not provided> | Eligible | Eligible for rebate funding. | N/A
7154 | 1475582 | Outcomex Pty Ltd | Farmdeck Flow Meter - 2 inch - Plastic - 4g/5g/NB-IoT | 1080 | Farmdeck Sensorhub paired with a pulse count water meter | Yes | NO | <not provided> | Eligible | Eligible for rebate funding. | N/A
7143 | 1475582 | Outcomex Pty Ltd | Farmdeck Rain Gauge - Satellite | 1070 | Farmdeck Sensorhub paired with Rain Gauge | Yes | NO | <not provided> | Eligible | Eligible for rebate funding. | N/A
7165 | 1475582 | Outcomex Pty Ltd | Farmdeck Flow Meter - 1.25 inch - Metal Threaded - LoRaWAN | 1060 | Farmdeck Sensorhub paired with a pulse count water meter | Yes | NO | <not provided> | Eligible | Eligible for rebate funding. | N/A
7142 | 1475582 | Outcomex Pty Ltd | Farmdeck Rain Gauge - 4g/5g/NB-IoT | 1050 | Farmdeck Sensorhub paired with Rain Gauge | Yes | NO | <not provided> | Eligible | Eligible for rebate funding. | N/A
7152 | 1475582 | Outcomex Pty Ltd | Farmdeck Flow Meter - 1.5 inch - Plastic - Satellite | 1020 | Farmdeck Sensorhub paired with a pulse count water meter | Yes | NO | <not provided> | Eligible | Eligible for rebate funding. | N/A
7164 | 1475582 | Outcomex Pty Ltd | Farmdeck Flow Meter - 1 inch - Metal Threaded - Satellite | 1015 | Farmdeck Sensorhub paired with a pulse count water meter | Yes | NO | <not provided> | Eligible | Eligible for rebate funding. | N/A
7151 | 1475582 | Outcomex Pty Ltd | Farmdeck Flow Meter - 1.5 inch - Plastic - 4g/5g/NB-IoT | 1000 | Farmdeck Sensorhub paired with a pulse count water meter | Yes | NO | <not provided> | Eligible | Eligible for rebate funding. | N/A
7163 | 1475582 | Outcomex Pty Ltd | Farmdeck Flow Meter - 1 inch - Metal Threaded - 4g/5g/NB-IoT | 995 | Farmdeck Sensorhub paired with a pulse count water meter | Yes | NO | <not provided> | Eligible | Eligible for rebate funding. | N/A
7153 | 1475582 | Outcomex Pty Ltd | Farmdeck Flow Meter - 2 inch - Plastic - LoRaWAN | 980 | Farmdeck Sensorhub paired with a pulse count water meter | Yes | NO | <not provided> | Eligible | Eligible for rebate funding. | N/A
7149 | 1475582 | Outcomex Pty Ltd | Farmdeck Flow Meter - 1 inch - Plastic - Satellite | 975 | Farmdeck Sensorhub paired with a pulse count water meter | Yes | NO | <not provided> | Eligible | Eligible for rebate funding. | N/A
7161 | 1475582 | Outcomex Pty Ltd | Farmdeck Flow Meter - 3/4 inch - Metal Threaded - Satellite | 960 | Farmdeck Sensorhub paired with a pulse count water meter | Yes | NO | <not provided> | Eligible | Eligible for rebate funding. | N/A
7148 | 1475582 | Outcomex Pty Ltd | Farmdeck Flow Meter - 1 inch - Plastic - 4g/5g/NB-IoT | 955 | Farmdeck Sensorhub paired with a pulse count water meter | Yes | NO | <not provided> | Eligible | Eligible for rebate funding. | N/A
7141 | 1475582 | Outcomex Pty Ltd | Farmdeck Rain Gauge - LoRaWAN | 950 | Farmdeck Sensorhub paired with Rain Gauge | Yes | NO | <not provided> | Eligible | Eligible for rebate funding. | N/A
7158 | 1475582 | Outcomex Pty Ltd | Farmdeck Flow Meter -1/2 inch - Metal Threaded - Satellite | 950 | Farmdeck Sensorhub paired with a pulse count water meter | Yes | NO | <not provided> | Eligible | Eligible for rebate funding. | N/A
7160 | 1475582 | Outcomex Pty Ltd | Farmdeck Flow Meter - 3/4 inch - Metal Threaded - 4g/5g/NB-IoT | 940 | Farmdeck Sensorhub paired with a pulse count water meter | Yes | NO | <not provided> | Eligible | Eligible for rebate funding. | N/A
7157 | 1475582 | Outcomex Pty Ltd | Farmdeck Flow Meter -1/2 inch - Metal Threaded - 4g/5g/NB-IoT | 930 | Farmdeck Sensorhub paired with a pulse count water meter | Yes | NO | <not provided> | Eligible | Eligible for rebate funding. | N/A
7146 | 1475582 | Outcomex Pty Ltd | Farmdeck Flow Meter -3/4 inch - Plastic - Satellite | 920 | Farmdeck Sensorhub paired with a pulse count water meter | Yes | NO | <not provided> | Eligible | Eligible for rebate funding. | N/A
7381 | 1475582 | Outcomex Pty Ltd | MP4 | 905 | MP406 Soil Moisture Probe | Yes | NO | <not provided> | Eligible | Eligible for rebate funding. | N/A
7382 | 1475582 | Outcomex Pty Ltd | PRP | 905 | Rain gauge (0.2mm Resolution), mounting bracket and bird spike kit | Yes | NO | <not provided> | Partially Eligible Bundle | Itemised component breakdown required and must be provided when the claim is lodged, in accordance with the Grant Opportunity Guidelines. Funding will only be assessed against eligible components. | Rain Gauge
7145 | 1475582 | Outcomex Pty Ltd | Farmdeck Flow Meter -3/4 inch - Plastic - 4g/5g/NB-IoT | 900 | Farmdeck Sensorhub paired with a pulse count water meter | Yes | NO | <not provided> | Eligible | Eligible for rebate funding. | N/A
7150 | 1475582 | Outcomex Pty Ltd | Farmdeck Flow Meter - 1.5 inch - Plastic - LoRaWAN | 900 | Farmdeck Sensorhub paired with a pulse count water meter | Yes | NO | <not provided> | Eligible | Eligible for rebate funding. | N/A
7162 | 1475582 | Outcomex Pty Ltd | Farmdeck Flow Meter - 1 inch - Metal Threaded - LoRaWAN | 895 | Farmdeck Sensorhub paired with a pulse count water meter | Yes | NO | <not provided> | Eligible | Eligible for rebate funding. | N/A
7209 | 1475582 | Outcomex Pty Ltd | Farmdeck Pressure Monitor - Pressure Switch 12Bar - Satellite | 890 | Farmdeck Sensorhub paired with a 12bar mechanical pressure switch | Yes | NO | <not provided> | Eligible | Eligible for rebate funding. | N/A
7212 | 1475582 | Outcomex Pty Ltd | Farmdeck Pressure Monitor - Pressure Switch 25Bar - Satellite | 890 | Farmdeck Sensorhub paired with a 25bar mechanical pressure switch | Yes | NO | <not provided> | Eligible | Eligible for rebate funding. | N/A
7203 | 1475582 | Outcomex Pty Ltd | Farmdeck Pressure Monitor - 15bar - Satellite | 880 | Farmdeck Sensorhub paired with a 15bar Pressure measuring Probe | Yes | NO | <not provided> | Eligible | Eligible for rebate funding. | N/A
7208 | 1475582 | Outcomex Pty Ltd | Farmdeck Pressure Monitor - Pressure Switch 12Bar - 4g/5g/NB-IoT | 870 | Farmdeck Sensorhub paired with a 12bar mechanical pressure switch | Yes | NO | <not provided> | Eligible | Eligible for rebate funding. | N/A
7211 | 1475582 | Outcomex Pty Ltd | Farmdeck Pressure Monitor - Pressure Switch 25Bar - 4g/5g/NB-IoT | 870 | Farmdeck Sensorhub paired with a 25bar mechanical pressure switch | Yes | NO | <not provided> | Eligible | Eligible for rebate funding. | N/A
7202 | 1475582 | Outcomex Pty Ltd | Farmdeck Pressure Monitor - 15bar - 4g/5g/NB-IoT | 860 | Farmdeck Sensorhub paired with a 15bar Pressure measuring Probe | Yes | NO | <not provided> | Eligible | Eligible for rebate funding. | N/A
7147 | 1475582 | Outcomex Pty Ltd | Farmdeck Flow Meter - 1 inch - Plastic - LoRaWAN | 855 | Farmdeck Sensorhub paired with a pulse count water meter | Yes | NO | <not provided> | Eligible | Eligible for rebate funding. | N/A
7159 | 1475582 | Outcomex Pty Ltd | Farmdeck Flow Meter - 3/4 inch - Metal Threaded - LoRaWAN | 840 | Farmdeck Sensorhub paired with a pulse count water meter | Yes | NO | <not provided> | Eligible | Eligible for rebate funding. | N/A
7256 | 1475582 | Outcomex Pty Ltd | Farmdeck Temperature and Humidity Monitor - Satellite | 840 | Farmdeck Sensorhub with a Temperature and Hunidity Probe with 1m cable | Yes | NO | <not provided> | Eligible | Eligible for rebate funding. | N/A
7156 | 1475582 | Outcomex Pty Ltd | Farmdeck Flow Meter -1/2 inch - Metal Threaded - LoRaWAN | 830 | Farmdeck Sensorhub paired with a pulse count water meter | Yes | NO | <not provided> | Eligible | Eligible for rebate funding. | N/A
7255 | 1475582 | Outcomex Pty Ltd | Farmdeck Temperature and Humidity Monitor - 4g/5g/NB-IoT | 820 | Farmdeck Sensorhub with a Temperature and Hunidity Probe with 1m cable | Yes | NO | <not provided> | Eligible | Eligible for rebate funding. | N/A
7354 | 1475582 | Outcomex Pty Ltd | PRP | 805 | Rain gauge (0.2mm Resolution), mounting bracket and bird spike kit | Yes | NO | <not provided> | Partially Eligible Bundle | Itemised component breakdown required and must be provided when the claim is lodged, in accordance with the Grant Opportunity Guidelines. Funding will only be assessed against eligible components. | Rain Gauge
7367 | 1475582 | Outcomex Pty Ltd | PRP | 805 | Rain gauge (0.2mm Resolution), mounting bracket and bird spike kit | Yes | NO | <not provided> | Partially Eligible Bundle | Itemised component breakdown required and must be provided when the claim is lodged, in accordance with the Grant Opportunity Guidelines. Funding will only be assessed against eligible components. | Rain Gauge
7144 | 1475582 | Outcomex Pty Ltd | Farmdeck Flow Meter -3/4 inch - Plastic - LoRaWAN | 800 | Farmdeck Sensorhub paired with a pulse count water meter | Yes | NO | <not provided> | Eligible | Eligible for rebate funding. | N/A
7207 | 1475582 | Outcomex Pty Ltd | Farmdeck Pressure Monitor - Pressure Switch 12Bar - LoRaWAN | 770 | Farmdeck Sensorhub paired with a 12bar mechanical pressure switch | Yes | NO | <not provided> | Eligible | Eligible for rebate funding. | N/A
7210 | 1475582 | Outcomex Pty Ltd | Farmdeck Pressure Monitor - Pressure Switch 25Bar - LoRaWAN | 770 | Farmdeck Sensorhub paired with a 25bar mechanical pressure switch | Yes | NO | <not provided> | Eligible | Eligible for rebate funding. | N/A
7201 | 1475582 | Outcomex Pty Ltd | Farmdeck Pressure Monitor - 15bar - LoRaWAN | 760 | Farmdeck Sensorhub paired with a 15bar Pressure measuring Probe | Yes | NO | <not provided> | Eligible | Eligible for rebate funding. | N/A
7254 | 1475582 | Outcomex Pty Ltd | Farmdeck Temperature and Humidity Monitor - LoRaWAN | 720 | Farmdeck Sensorhub with a Temperature and Hunidity Probe with 1m cable | Yes | NO | <not provided> | Eligible | Eligible for rebate funding. | N/A
7352 | 1475582 | Outcomex Pty Ltd | SMT | 620 | Variable Depth Soil Moisture and Temperature Sensor - Single Point | Yes | NO | <not provided> | Eligible | Eligible for rebate funding. | N/A
7397 | 1475582 | Outcomex Pty Ltd | SMT | 620 | Variable Depth Soil Moisture and Temperature Sensor | Yes | NO | <not provided> | Eligible | Eligible for rebate funding. | N/A
7410 | 1475582 | Outcomex Pty Ltd | SMT | 620 | Variable Depth Soil Moisture and Temperature Sensor | Yes | NO | <not provided> | Eligible Bundle | Itemised component breakdown required and must be provided when the claim is lodged, in accordance with the Grant Opportunity Guidelines. | N/A
7351 | 1475582 | Outcomex Pty Ltd | LWS | 600 | Accurate measurement of the moisture content of the leaf surface Leaf Wetness Sensor, 1.5m cable | Yes | NO | <not provided> | Eligible | Eligible for rebate funding. | N/A
7395 | 1475582 | Outcomex Pty Ltd | LWS | 600 | Leaf Wetness Sensor, 5m cable | Yes | NO | <not provided> | Eligible | Eligible for rebate funding. | N/A
7404 | 1475582 | Outcomex Pty Ltd | DF4 | 155 | Fruit & Vegetable Dendrometer for medium-/large-sized and fast-growing fruit, 10 - 130mm | Yes | NO | <not provided> | Eligible | Eligible for rebate funding. | N/A
11345 | 1474832 | PHYTECH AUSTRALIA PTY LTD | Davis Weather Station | 1000 | A Davis weather station providing hyperlocal on-farm weather data including solar radiation, wind speed and direction, relative humidity, and rainfall. Feeds evapotranspiration (ET) calculations and crop water demand modelling directly into the Phytech platform, supporting precision irrigation scheduling and crop protection decisions. Data transmits via 4G cellular to the Phytech cloud platform. | No | Yes | All Phytech equipment is installed by Phytech Field Technicians with current Verification of Competency (VOC) certifications. Installation is included in the service. Growers receive on-site training at installation, with ongoing support from a dedicated Customer Success Manager throughout the season. | Eligible | Eligible for rebate funding. | N/A
11334 | 1474832 | PHYTECH AUSTRALIA PTY LTD | Full Sensor Kit (3x Dendrometers, 3x Fruit Size Sensors, 1x Soil Moisture Probe 15-45cm, 1x Irrigation Pressure Sensor) | 970 | Includes 3 dendrometer sensors for real-time plant water stress monitoring, 3 fruit growth sensors, 1 soil moisture probe (15–45 cm), and 1 irrigation pressure…Includes 3 dendrometer sensors for real-time plant water stress monitoring, 3 fruit growth sensors, 1 soil moisture probe (15–45 cm), and 1 irrigation pressure sensor per irrigation block. Data is transmitted via LoRaWAN to a Phytech Smart Gateway and then via 4G cellular to the Phytech cloud platform, enabling continuous remote access to in-field data. Designed for Australian orchard and vineyard producers, this kit supports precision irrigation scheduling, reduces water waste, and protects crop yield and quality. | No | Yes | All Phytech equipment is installed by Phytech Field Technicians with current Verification of Competency (VOC) certifications. Installation is included in the service. Growers receive on-site training at installation, with ongoing support from a dedicated Customer Success Manager throughout the season. | Eligible Bundle | Itemised component breakdown required and must be provided when the claim is lodged, in accordance with the Grant Opportunity Guidelines. | N/A
11335 | 1474832 | PHYTECH AUSTRALIA PTY LTD | Standard Sensor Kit (3x Dendrometers, 1x Soil Moisture Probe 15-45cm, 1x Irrigation Pressure Sensor) | 730 | Includes 3 dendrometer sensors for real-time plant water stress monitoring, 1 soil moisture probe (15–45 cm), and 1 irrigation pressure sensor per irrigation block. Data transmits via LoRaWAN to a Phytech Smart Gateway, then via 4G cellular to the Phytech cloud platform, enabling continuous remote access to in-field data. Designed for Australian Primary Producers across irrigated tree crops, vineyards, and mixed farming systems, supporting precision irrigation scheduling, reduced water use, and improved crop outcomes. | No | Yes | All Phytech equipment is installed by Phytech Field Technicians with current Verification of Competency (VOC) certifications. Installation is included in the service. Growers receive on-site training at installation, with ongoing support from a dedicated Customer Success Manager throughout the season. | Eligible Bundle | Itemised component breakdown required and must be provided when the claim is lodged, in accordance with the Grant Opportunity Guidelines. | N/A
11337 | 1474832 | PHYTECH AUSTRALIA PTY LTD | Fruit Sensor Kit (3x Dendrometers, 1x Irrigation Pressure Sensor, 3x Fruit Size Sensors) | 700 | Includes 3 dendrometer sensors for real-time plant water stress monitoring, 1 irrigation pressure sensor, and 3 fruit size sensors for berry and fruit growth tracking per irrigation block. Data transmits via LoRaWAN to a Phytech Smart Gateway, then via 4G cellular to the Phytech cloud platform, enabling continuous remote access to in-field data. Designed for Australian Primary Producers growing fruiting crops such as citrus, stone fruit, apples, table grapes, avocado and some nuts as well. | No | Yes | All Phytech equipment is installed by Phytech Field Technicians with current Verification of Competency (VOC) certifications. Installation is included in the service. Growers receive on-site training at installation, with ongoing support from a dedicated Customer Success Manager throughout the season. | Eligible Bundle | Itemised component breakdown required and must be provided when the claim is lodged, in accordance with the Grant Opportunity Guidelines. | N/A
11343 | 1474832 | PHYTECH AUSTRALIA PTY LTD | Soil Moisture Probe — Long (15–90 cm) | 600 | A deep root zone soil moisture probe (15–90 cm) measuring volumetric soil water content across the full rooting depth to guide irrigation scheduling and avoid over- or under-irrigation. Particularly suited to deep-rooted crops including almonds, walnuts, and perennial vines where shallow probes alone are insufficient. Data transmits via LoRaWAN to a Phytech Smart Gateway, then via 4G cellular to the Phytech cloud platform. Compatible with all Phytech sensor kits. | No | Yes | All Phytech equipment is installed by Phytech Field Technicians with current Verification of Competency (VOC) certifications. Installation is included in the service. Growers receive on-site training at installation, with ongoing support from a dedicated Customer Success Manager throughout the season. | Eligible | Eligible for rebate funding. | N/A
11336 | 1474832 | PHYTECH AUSTRALIA PTY LTD | Basic Sensor Kit (3x Dendrometers, 1x Irrigation Pressure Sensor) | 460 | Includes 3 dendrometer sensors for real-time plant water stress monitoring and 1 irrigation pressure sensor per irrigation block. Data transmits via LoRaWAN to a Phytech Smart Gateway, then via 4G cellular to the Phytech cloud platform, enabling continuous remote access to in-field data. Designed for Australian Primary Producers across all irrigated crop types including horticulture, row crops, and mixed farming supporting precision irrigation scheduling, reduced water use, and improved crop outcomes. | No | Yes | All Phytech equipment is installed by Phytech Field Technicians with current Verification of Competency (VOC) certifications. Installation is included in the service. Growers receive on-site training at installation, with ongoing support from a dedicated Customer Success Manager throughout the season. | Eligible Bundle | Itemised component breakdown required and must be provided when the claim is lodged, in accordance with the Grant Opportunity Guidelines. | N/A
11338 | 1474832 | PHYTECH AUSTRALIA PTY LTD | Grape Sensor Kit — Grapes Only (3x Dendrometers, 1x Soil Moisture Probe 15-45cm, 1x Irrigation Pressure Sensor) | 460 | Includes 3 dendrometer sensors for real-time vine water stress monitoring, 1 soil moisture probe (15–45 cm), and 1 irrigation pressure sensor per irrigation block. Data transmits via LoRaWAN to a Phytech Smart Gateway, then via 4G cellular to the Phytech cloud platform, enabling continuous remote access to in-field data. Designed exclusively for Australian wine grape and table grape producers, supporting precision deficit irrigation, canopy management, and improved fruit quality outcomes. | No | Yes | All Phytech equipment is installed by Phytech Field Technicians with current Verification of Competency (VOC) certifications. Installation is included in the service. Growers receive on-site training at installation, with ongoing support from a dedicated Customer Success Manager throughout the season. | Eligible Bundle | Itemised component breakdown required and must be provided when the claim is lodged, in accordance with the Grant Opportunity Guidelines. | N/A
11346 | 1474832 | PHYTECH AUSTRALIA PTY LTD | Irrigation Block Only — Pressure Monitoring (1x IRG, no agronomic sensors) | 435 | Irrigation pressure monitoring per block without agronomic plant sensors. Includes 1 irrigation pressure sensor (IRG) monitoring valve operation, flow events, and pressure anomalies in real time. Suited to Australian Primary Producers requiring standalone hydraulic monitoring. Ideal as an entry point to connected farm management or for blocks where full plant monitoring is not yet required. Data transmits via LoRaWAN to a Phytech Smart Gateway, then via 4G cellular to the Phytech cloud platform. | No | Yes | All Phytech equipment is installed by Phytech Field Technicians with current Verification of Competency (VOC) certifications. Installation is included in the service. Growers receive on-site training at installation, with ongoing support from a dedicated Customer Success Manager throughout the season. | Eligible | Eligible for rebate funding. | N/A
11342 | 1474832 | PHYTECH AUSTRALIA PTY LTD | Soil Moisture Probe — Medium (15–60 cm) | 400 | A mid root zone soil moisture probe (15–60 cm) measuring volumetric soil water content to guide irrigation scheduling and avoid over- or under-irrigation. Used in combination with plant stress data from dendrometer sensors to provide a complete picture of crop water status. Data transmits via LoRaWAN to a Phytech Smart Gateway, then via 4G cellular to the Phytech cloud platform. Compatible with all Phytech sensor kits. | No | Yes | All Phytech equipment is installed by Phytech Field Technicians with current Verification of Competency (VOC) certifications. Installation is included in the service. Growers receive on-site training at installation, with ongoing support from a dedicated Customer Success Manager throughout the season. | Eligible | Eligible for rebate funding. | N/A
11340 | 1474832 | PHYTECH AUSTRALIA PTY LTD | Additional Fruit Size Sensor Kit (3x Fruit Size Sensors) | 370 | 3 additional fruit size sensors tracking daily fruit diameter changes to monitor growth rate, irrigation response, and fruit development progress per irrigatio…3 additional fruit size sensors tracking daily fruit diameter changes to monitor growth rate, irrigation response, and fruit development progress per irrigation block. Provides early detection of growth stalls linked to water stress or heat events, enabling timely corrective action. Data transmits via LoRaWAN to an existing Phytech Smart Gateway, then via 4G cellular to the Phytech cloud platform. | No | Yes | All Phytech equipment is installed by Phytech Field Technicians with current Verification of Competency (VOC) certifications. Installation is included in the service. Growers receive on-site training at installation, with ongoing support from a dedicated Customer Success Manager throughout the season. | Eligible | Eligible for rebate funding. | N/A
11339 | 1474832 | PHYTECH AUSTRALIA PTY LTD | Additional Dendrometer Kit (3x Dendrometers) | 340 | 3 additional dendrometer sensors measuring micro-variations in plant stem diameter to detect real-time water stress in a secondary irrigation block or additional crop variety. Calculates Maximum Daily Shrinkage (MDS); a proven indicator of plant water status used to guide irrigation timing and volume. Data transmits via LoRaWAN to an existing Phytech Smart Gateway, then via 4G cellular to the Phytech cloud platform. Requires an active Phytech monitoring subscription. | No | Yes | All Phytech equipment is installed by Phytech Field Technicians with current Verification of Competency (VOC) certifications. Installation is included in the service. Growers receive on-site training at installation, with ongoing support from a dedicated Customer Success Manager throughout the season. | Eligible | Eligible for rebate funding. | N/A
11341 | 1474832 | PHYTECH AUSTRALIA PTY LTD | Soil Moisture Probe — Short (15–45 cm) | 270 | A shallow root zone soil moisture probe (15–45 cm) measuring volumetric soil water content to guide irrigation scheduling and avoid over- or under-irrigation. Used in combination with plant stress data from dendrometer sensors to provide a complete picture of crop water status. Data transmits via LoRaWAN to a Phytech Smart Gateway, then via 4G cellular to the Phytech cloud platform. Compatible with all Phytech sensor kits. | No | Yes | All Phytech equipment is installed by Phytech Field Technicians with current Verification of Competency (VOC) certifications. Installation is included in the service. Growers receive on-site training at installation, with ongoing support from a dedicated Customer Success Manager throughout the season. | Eligible | Eligible for rebate funding. | N/A
11344 | 1474832 | PHYTECH AUSTRALIA PTY LTD | ATH Sensor (Air Temperature & Humidity) | 200 | An in-canopy or ambient air temperature and humidity sensor providing real-time microclimate data for frost risk alerting, disease pressure assessment, and evapotranspiration calculations. Enables Australian Primary Producers to respond proactively to weather events that threaten crop quality and yield. Data transmits via LoRaWAN to a Phytech Smart Gateway, then via 4G cellular to the Phytech cloud platform. Compatible with all Phytech monitoring kits. | No | Yes | All Phytech equipment is installed by Phytech Field Technicians with current Verification of Competency (VOC) certifications. Installation is included in the service. Growers receive on-site training at installation, with ongoing support from a dedicated Customer Success Manager throughout the season. | Eligible | Eligible for rebate funding. | N/A
11350 | 1474832 | PHYTECH AUSTRALIA PTY LTD | Filter Pressure Monitoring (Before & After) | 200 | Irrigation filter pressure differential monitoring using two pressure transducers installed before and after filter sets. Continuously tracks pressure drop across filters to detect clogging early and trigger maintenance alerts before flow restriction impacts irrigation uniformity or crop water delivery. Data transmits via LoRaWAN to a Phytech Smart Gateway, then via 4G cellular to the Phytech cloud platform. | No | Yes | All Phytech equipment is installed by Phytech Field Technicians with current Verification of Competency (VOC) certifications. Installation is included in the service. Growers receive on-site training at installation, with ongoing support from a dedicated Customer Success Manager throughout the season. | Eligible | Eligible for rebate funding. | N/A
11347 | 1474832 | PHYTECH AUSTRALIA PTY LTD | Dam / Reservoir Level Sensor | 150 | A dam or reservoir level sensor monitoring water levels in on-farm dams, reservoirs, or header tanks to track available irrigation supply and trigger low-level alerts before water runs out. Enables Australian Primary Producers to manage on-farm water storage proactively, reducing the risk of irrigation shortfalls during critical crop growth stages. Data transmits via LoRaWAN to a Phytech Smart Gateway, then via 4G cellular to the Phytech cloud platform. | No | Yes | All Phytech equipment is installed by Phytech Field Technicians with current Verification of Competency (VOC) certifications. Installation is included in the service. Growers receive on-site training at installation, with ongoing support from a dedicated Customer Success Manager throughout the season. | Eligible | Eligible for rebate funding. | N/A
11353 | 1474832 | PHYTECH AUSTRALIA PTY LTD | Tank Level Monitoring — Fertigation (per tank) | 150 | Fertigation or chemical tank level monitoring tracking liquid levels in real time to monitor consumption rates and trigger low-level alerts before run-out occurs during active fertigation events. Enables Australian Primary Producers to maintain uninterrupted nutrient delivery and avoid under-fertilisation caused by empty tanks going undetected. Data transmits via LoRaWAN to a Phytech Smart Gateway, then via 4G cellular to the Phytech cloud platform. | No | Yes | All Phytech equipment is installed by Phytech Field Technicians with current Verification of Competency (VOC) certifications. Installation is included in the service. Growers receive on-site training at installation, with ongoing support from a dedicated Customer Success Manager throughout the season. | Eligible | Eligible for rebate funding. | N/A
11352 | 1474832 | PHYTECH AUSTRALIA PTY LTD | Fertigation Flow Meter Monitoring (per meter) | 100 | Fertigation flow monitoring integrating with existing pulse-output fertigation meters to track nutrient solution volumes applied per event and cumulatively across the season. Enables Australian Primary Producers to verify fertigation programs are executing as planned and maintain accurate records of nutrient application. Pulse output meters only. Data transmits via LoRaWAN to a Phytech Smart Gateway, then via 4G cellular to the Phytech cloud platform. | No | Yes | All Phytech equipment is installed by Phytech Field Technicians with current Verification of Competency (VOC) certifications. Installation is included in the service. Growers receive on-site training at installation, with ongoing support from a dedicated Customer Success Manager throughout the season. | Eligible | Eligible for rebate funding. | N/A
11351 | 1474832 | PHYTECH AUSTRALIA PTY LTD | Irrigation Flow Meter Monitoring (per meter) | 100 | Main irrigation flow monitoring integrating with existing pulse-output flow meters to track water volume applied per irrigation event and cumulative seasonal totals. Enables Australian Primary Producers to measure actual water use against allocations, supporting water licence compliance and irrigation efficiency reporting. Pulse output meters only. Data transmits via LoRaWAN to a Phytech Smart Gateway, then via 4G cellular to the Phytech cloud platform. | No | Yes | All Phytech equipment is installed by Phytech Field Technicians with current Verification of Competency (VOC) certifications. Installation is included in the service. Growers receive on-site training at installation, with ongoing support from a dedicated Customer Success Manager throughout the season. | Eligible | Eligible for rebate funding. | N/A
11349 | 1474832 | PHYTECH AUSTRALIA PTY LTD | Pump Run Status Monitoring (On/Off, per pump) | 100 | Pump run status monitoring per pump, detecting in real time whether an irrigation pump is running or stopped.Pump run status monitoring per pump, detecting in real time whether an irrigation pump is running or stopped. Enables Australian Primary Producers to remotely verify that scheduled irrigation runs have executed as planned and receive alerts if a pump fails to start or stops unexpectedly. Data transmits via LoRaWAN to a Phytech Smart Gateway, then via 4G cellular to the Phytech cloud platform. | No | Yes | All Phytech equipment is installed by Phytech Field Technicians with current Verification of Competency (VOC) certifications. Installation is included in the service. Growers receive on-site training at installation, with ongoing support from a dedicated Customer Success Manager throughout the season. | Eligible | Eligible for rebate funding. | N/A
236 | 1474654 | PLD Holdings Pty Ltd | 70240-000112 Octave 12 BS Netafim-AU NMI | 13130 | 12" Ultrasonic Water with rate of flow display. NMI approved | Yes | No | <not provided> | Eligible | Eligible for rebate funding. | N/A
235 | 1474654 | PLD Holdings Pty Ltd | 70240-000111 Octave 10 BS Netafim-AU NMI | 11822 | 10" Ultrasonic Water with rate of flow display. NMI approved | Yes | No | <not provided> | Eligible | Eligible for rebate funding. | N/A
386 | 1474654 | PLD Holdings Pty Ltd | Vaisala Weather Transmitter | 10050 | Weather Station - connects to Telemetry Kit | Not intedend for self install | No | <not provided> | Eligible | Eligible for rebate funding. | N/A
230 | 1474654 | PLD Holdings Pty Ltd | 70240-000012 Octave 8 High Flow S.St BSTD | 9188 | 8" Ultrasonic Water with rate of flow display | Yes | No | <not provided> | Eligible | Eligible for rebate funding. | N/A
234 | 1474654 | PLD Holdings Pty Ltd | 70240-000055 Octave 8 High Flow SST AU NMI BSTD | 9188 | 8" Ultrasonic Water with rate of flow display. NMI approved | Yes | No | <not provided> | Eligible | Eligible for rebate funding. | N/A
229 | 1474654 | PLD Holdings Pty Ltd | 70240-000009 Octave 6 High Flow S.St BSTD | 8917 | 6" Ultrasonic Water with rate of flow display | Yes | No | <not provided> | Eligible | Eligible for rebate funding. | N/A
233 | 1474654 | PLD Holdings Pty Ltd | 70240-000054 Octave 6 High Flow SST AU NMI BSTD | 8917 | 6" Ultrasonic Water with rate of flow display. NMI approved | Yes | No | <not provided> | Eligible | Eligible for rebate funding. | N/A
226 | 1474654 | PLD Holdings Pty Ltd | 70240-000109 Octave 6 S.St BS F.F Netafim-AU NMI | 8105 | 6" Ultrasonic Water with rate of flow display. NMI Approved | Yes | No | <not provided> | Eligible | Eligible for rebate funding. | N/A
385 | 1474654 | PLD Holdings Pty Ltd | ATMOS 41 Gen 2 all-in-one weather station including bird guard, SDI-12 output, 5m cable | 7500 | Weather Station - connects to Telemetry Kit | Not intedend for self install | No | <not provided> | Eligible | Eligible for rebate funding. | N/A
228 | 1474654 | PLD Holdings Pty Ltd | 70240-000005 Octave 4 High Flow S.St BSTD | 5937 | 4" Ultrasonic Water with rate of flow display | Yes | No | <not provided> | Eligible | Eligible for rebate funding. | N/A
232 | 1474654 | PLD Holdings Pty Ltd | 70240-000053 Octave 4 High Flow SST AU NMI BSTD | 5937 | 4" Ultrasonic Water with rate of flow display. NMI approved | Yes | No | <not provided> | Eligible | Eligible for rebate funding. | N/A
225 | 1474654 | PLD Holdings Pty Ltd | 70240-000107 Octave 4 S.St BS F.F Netafim-AU NMI | 5397 | 4" Ultrasonic Water with rate of flow display. NMI Approved | Yes | No | <not provided> | Eligible | Eligible for rebate funding. | N/A
227 | 1474654 | PLD Holdings Pty Ltd | 70240-000002 Octave 3 High Flow S.St BSTD | 5213 | 3" Ultrasonic Water with rate of flow display | Yes | No | <not provided> | Eligible | Eligible for rebate funding. | N/A
231 | 1474654 | PLD Holdings Pty Ltd | 70240-000052 Octave 3 High Flow SST AU NMI BSTD | 5213 | 3" Ultrasonic Water with rate of flow display. NMI approved | Yes | No | <not provided> | Eligible | Eligible for rebate funding. | N/A
224 | 1474654 | PLD Holdings Pty Ltd | 70240-000105 Octave 3 S.St BS F.F Netafim-AU NMI | 4739 | 3" Ultrasonic Water with rate of flow display. NMI Approved | Yes | No | <not provided> | Eligible | Eligible for rebate funding. | N/A
221 | 1474654 | PLD Holdings Pty Ltd | 70240-000101 Octave 2 S.St BS F.F Netafim-AU NMI | 4141 | 2" Ultrasonic Water with rate of flow display. NMI Approved | Yes | No | <not provided> | Eligible | Eligible for rebate funding. | N/A
222 | 1474654 | PLD Holdings Pty Ltd | 70240-000102 Octave 2 S.St Thr W/Cplgs Netafim-AU NMI | 3861 | 2" Ultrasonic Water with rate of flow display. NMI Approved | Yes | No | <not provided> | Eligible | Eligible for rebate funding. | N/A
223 | 1474654 | PLD Holdings Pty Ltd | 70240-000103 Octave 2 Pl Thr W/Cplgs Netafim-AU NMI | 3712 | 2" Ultrasonic Water with rate of flow display. NMI Approved | Yes | No | <not provided> | Eligible | Eligible for rebate funding. | N/A
311 | 1474654 | PLD Holdings Pty Ltd | iData - Webgateway (9 Inputs), requires a mobile phone SIM (not included)* | 3700 | Solar Powered Radio Telemetry Kit for Environmental or Farm Management Sensors with Cellular Modem | Not intedend for self install | No | <not provided> | Eligible | Eligible for rebate funding. | N/A
194 | 1474654 | PLD Holdings Pty Ltd | 74360-007901 EC/pH transmitter, 110/230 Volt, wall mount | 3418 | Analogue Transmitter with display for the EC and pH senors [sensors not included] | No Technical training required | Yes | We have a trained and certificated team, with full hydraulic and electrical installation capabilities. | Eligible | Eligible for rebate funding. | N/A
318 | 1474654 | PLD Holdings Pty Ltd | iData - Webgateway Dual, requires a mobile phone SIM (not included)* | 3355 | Solar Powered Radio Telemetry Kit for Environmental or Farm Management Sensors with Cellular Modem, with outputs to control two devices | Not intedend for self install | No | <not provided> | Eligible | Eligible for rebate funding. | N/A
363 | 1474654 | PLD Holdings Pty Ltd | EnviroPro Sub Surface 160S Moisture, Temp, Salinity Probe | 3320 | Soil Mositure Probe - connects by cable to Telemetry Kit | Not intedend for self install | No | <not provided> | Eligible | Eligible for rebate funding. | N/A
309 | 1474654 | PLD Holdings Pty Ltd | iData - Web 4G (9 Inputs) , requires a mobile phone SIM (not included)* | 2775 | Solar Powered Telemetry Kit for Environmental or Farm Management Sensors with Cellular Modem | Not intedend for self install | No | <not provided> | Eligible | Eligible for rebate funding. | N/A
310 | 1474654 | PLD Holdings Pty Ltd | iData - Web 4G (9 Inputs) with 240v Plug Pack, requires a mobile phone SIM (not included)* | 2775 | Mains Powered Telemetry Kit for Environmental or Farm Management Sensors with Cellular Modem | Not intedend for self install | No | <not provided> | Eligible | Eligible for rebate funding. | N/A
317 | 1474654 | PLD Holdings Pty Ltd | iData - Webgateway Single with 240v Plug Pack, requires a mobile phone SIM (not included)* | 2650 | Mains Powered Radio Telemetry Kit for Environmental or Farm Management Sensors with Cellular Modem, with outputs to control two devices | Not intedend for self install | No | <not provided> | Eligible | Eligible for rebate funding. | N/A
316 | 1474654 | PLD Holdings Pty Ltd | iData - Webgateway Single, requires a mobile phone SIM (not included)* | 2650 | Solar Powered Radio Telemetry Kit for Environmental or Farm Management Sensors with Cellular Modem, with output to control one device | Not intedend for self install | No | <not provided> | Eligible | Eligible for rebate funding. | N/A
315 | 1474654 | PLD Holdings Pty Ltd | iData - Web Dual, requires a mobile phone SIM (not included)* | 2525 | Solar Powered Telemetry Kit for Environmental or Farm Management Sensors with Cellular Modem with outputs to control two devices | Not intedend for self install | No | <not provided> | Eligible | Eligible for rebate funding. | N/A
285 | 1474654 | PLD Holdings Pty Ltd | iData - Radio (9 inputs) with Extra Large Hinged Enclosure | 2455 | Solar Powered Radio Telemetry Kit for Environmental or Farm Management Sensors | Not intedend for self install | No | <not provided> | Eligible | Eligible for rebate funding. | N/A
362 | 1474654 | PLD Holdings Pty Ltd | EnviroPro Sub Surface 120S Moisture, Temp, Salinity Probe | 2400 | Soil Mositure Probe - connects by cable to Telemetry Kit | Not intedend for self install | No | <not provided> | Eligible | Eligible for rebate funding. | N/A
217 | 1474654 | PLD Holdings Pty Ltd | 74730-000090 Dendrometer Stalk Diameter-Ecomatik | 2229 | GS One plant stalk diameter sensor | No Technical training required | Yes | We have a trained and certificated team, with full hydraulic and electrical installation capabilities. | Eligible | Eligible for rebate funding. | N/A
284 | 1474654 | PLD Holdings Pty Ltd | iData - Radio (9 inputs) with Extra Large Enclosure and 7AH Lithium Battery | 2205 | Solar Powered Radio Telemetry Kit for Environmental or Farm Management Sensors | Not intedend for self install | No | <not provided> | Eligible | Eligible for rebate funding. | N/A
283 | 1474654 | PLD Holdings Pty Ltd | iData - Radio (9 inputs) with Extra Large Enclosure | 2155 | Solar Powered Radio Telemetry Kit for Environmental or Farm Management Sensors | Not intedend for self install | No | <not provided> | Eligible | Eligible for rebate funding. | N/A
282 | 1474654 | PLD Holdings Pty Ltd | iData - Radio (9 inputs) with 7AH Lithium Battery | 2099 | Solar Powered Radio Telemetry Kit for Environmental or Farm Management Sensors | Not intedend for self install | No | <not provided> | Eligible | Eligible for rebate funding. | N/A
218 | 1474654 | PLD Holdings Pty Ltd | 74730-000091 Dendrometer Trunk Diameter-Ecomatik | 2077 | GS One plant trunk diameter sensor | No Technical training required | Yes | We have a trained and certificated team, with full hydraulic and electrical installation capabilities. | Eligible | Eligible for rebate funding. | N/A
411 | 1474654 | PLD Holdings Pty Ltd | Fruit Dendrometer. 4 to 30 mm range. SDI-12 output. 5m cable. | 2054 | Plant Growth Sensor - connects to Telemetry Kit | Not intedend for self install | No | <not provided> | Eligible | Eligible for rebate funding. | N/A
412 | 1474654 | PLD Holdings Pty Ltd | Fruit Dendrometer. 30 to 160 mm range. SDI-12 output. 5m cable. | 2054 | Plant Growth Sensor - connects to Telemetry Kit | Not intedend for self install | No | <not provided> | Eligible | Eligible for rebate funding. | N/A
413 | 1474654 | PLD Holdings Pty Ltd | Fruit Dendrometer. 15 to 90 mm range. SDI-12 output. 5m cable. | 2054 | Plant Growth Sensor - connects to Telemetry Kit | Not intedend for self install | No | <not provided> | Eligible | Eligible for rebate funding. | N/A
414 | 1474654 | PLD Holdings Pty Ltd | Fruit Dendrometer. 7 to 45 mm range. SDI-12 output. 5m cable. | 2054 | Plant Growth Sensor - connects to Telemetry Kit | Not intedend for self install | No | <not provided> | Eligible | Eligible for rebate funding. | N/A
280 | 1474654 | PLD Holdings Pty Ltd | iData - Radio (9 inputs) | 2040 | Solar Powered Radio Telemetry Kit for Environmental or Farm Management Sensors | Not intedend for self install | No | <not provided> | Eligible | Eligible for rebate funding. | N/A
281 | 1474654 | PLD Holdings Pty Ltd | iData - Radio with 240v Plug Pack (9 inputs) | 2040 | Mains Powered Radio Telemetry Kit for Environmental or Farm Management Sensors | Not intedend for self install | No | <not provided> | Eligible | Eligible for rebate funding. | N/A
314 | 1474654 | PLD Holdings Pty Ltd | iData - Web Single with 240v Plug Pack, requires a mobile phone SIM (not included)* | 1820 | Mains Powered Telemetry Kit for Environmental or Farm Management Sensors with Cellular Modem, with outputs to control two devices | Not intedend for self install | No | <not provided> | Eligible | Eligible for rebate funding. | N/A
313 | 1474654 | PLD Holdings Pty Ltd | iData - Web Single, requires a mobile phone SIM (not included)* | 1820 | Solar Powered Telemetry Kit for Environmental or Farm Management Sensors with Cellular Modem, with output to control one device | Not intedend for self install | No | <not provided> | Eligible | Eligible for rebate funding. | N/A
408 | 1474654 | PLD Holdings Pty Ltd | DE-1 Dendrometer mounted on implanted rod | 1814 | Plant Growth Sensor - connects to Telemetry Kit | Not intedend for self install | No | <not provided> | Eligible | Eligible for rebate funding. | N/A
409 | 1474654 | PLD Holdings Pty Ltd | SD-5 Stem Microvariation Sensor | 1814 | Plant Growth Sensor - connects to Telemetry Kit | Not intedend for self install | No | <not provided> | Eligible | Eligible for rebate funding. | N/A
410 | 1474654 | PLD Holdings Pty Ltd | SD-10 Stem Microvariation Sensor | 1814 | Plant Growth Sensor - connects to Telemetry Kit | Not intedend for self install | No | <not provided> | Eligible | Eligible for rebate funding. | N/A
361 | 1474654 | PLD Holdings Pty Ltd | EnviroPro Sub Surface 80S Moisture, Temp, Salinity Probe | 1640 | Soil Mositure Probe - connects by cable to Telemetry Kit | Not intedend for self install | No | <not provided> | Eligible | Eligible for rebate funding. | N/A
215 | 1474654 | PLD Holdings Pty Ltd | 74730-000009 Soil Moisture Netacap WP 6/60cm | 1623 | 60cm GS One/RadioNet Capacitance probes to measure soil moisture and temperature | YES following the manual | Yes | We have a trained and certificated team, with full hydraulic and electrical installation capabilities. | Eligible | Eligible for rebate funding. | N/A
216 | 1474654 | PLD Holdings Pty Ltd | 74730-000011 Soil Moisture NetaCap WP 6/80cm | 1623 | 80cm GS One/RadioNet Capacitance probes to measure soil moisture and temperature | YES following the manual | Yes | We have a trained and certificated team, with full hydraulic and electrical installation capabilities. | Eligible | Eligible for rebate funding. | N/A
214 | 1474654 | PLD Holdings Pty Ltd | 74730-000008 Soil Moisture Netacap WP 4/40cm | 1602 | 40cm GS One/RadioNet Capacitance probes to measure soil moisture and temperature | YES following the manual | Yes | We have a trained and certificated team, with full hydraulic and electrical installation capabilities. | Eligible | Eligible for rebate funding. | N/A
239 | 1474654 | PLD Holdings Pty Ltd | 70240-005400 Fert Meter, PB, 25mm (1") with 1 L Pulse Output (400-1500 L/hr) | 1504 | 25mm Fertiliser meter with chemical resistant body and pulsed digital output for 1 litre | Yes | No | <not provided> | Eligible | Eligible for rebate funding. | N/A
202 | 1474654 | PLD Holdings Pty Ltd | 74320-000004 Pyranometer Rad.RK200-04 2M Cable 4-20mA | 1477 | Management sensor for the GS Max controller to operate irrigation frequence according to solar radiation | No Technical training required | Yes | We have a trained and certificated team, with full hydraulic and electrical installation capabilities. | Eligible | Eligible for rebate funding. | N/A
308 | 1474654 | PLD Holdings Pty Ltd | iData Logger - Cable (9 inputs) | 1455 | Solar Powered Expansion Kit for Environmental or Farm Management Sensors | Not intedend for self install | No | <not provided> | Eligible | Eligible for rebate funding. | N/A
205 | 1474654 | PLD Holdings Pty Ltd | 74715-000014 GS One G2 Ext.Panel Pv 5.5W | 1406 | Standalone solar powered cellular cloud connected data collection platform for digital, analogue and Serial type sensors | YES following the manual | Yes | We have a trained and certificated team, with full hydraulic and electrical installation capabilities. | Eligible | Eligible for rebate funding. | N/A
213 | 1474654 | PLD Holdings Pty Ltd | 74730-000013 Soil Moisture Netacap BP 3/30cm | 1374 | 30cm GS One/RadioNet Capacitance probes to measure soil moisture and temperature | YES following the manual | Yes | We have a trained and certificated team, with full hydraulic and electrical installation capabilities. | Eligible | Eligible for rebate funding. | N/A
421 | 1474654 | PLD Holdings Pty Ltd | Implexx Sap Flow Sensor Gen 2 with 30mm long probes. Heat pulse velocity sensor for sap flow and stem water content. Stainless steel sleeves included (pack of 9). SDI-12 output. 5m cable. | 1337 | Plant Growth Sensor - connects to Telemetry Kit | Not intedend for self install | No | <not provided> | Eligible | Eligible for rebate funding. | N/A
220 | 1474654 | PLD Holdings Pty Ltd | 74730-000038 Multi-Parameter Sensor WET150-Delta T | 1250 | GS One single site soil, moisture ,temperature and bulk EC sensor | No Technical training required | Yes | We have a trained and certificated team, with full hydraulic and electrical installation capabilities. | Eligible | Eligible for rebate funding. | N/A
360 | 1474654 | PLD Holdings Pty Ltd | EnviroPro Sub Surface 40S Moisture, Temp, Salinity Probe | 1140 | Soil Mositure Probe - connects by cable to Telemetry Kit | Not intedend for self install | No | <not provided> | Eligible | Eligible for rebate funding. | N/A
395 | 1474654 | PLD Holdings Pty Ltd | Temperature, relative humidity, vapour pressure deficit, barometric sensor, SDI-12 output, 5m cable, with radiation shield | 1140 | Weather Parameter Sensor - connects to Telemetry Kit | Not intedend for self install | No | <not provided> | Eligible | Eligible for rebate funding. | N/A
359 | 1474654 | PLD Holdings Pty Ltd | AquaCheck Sub Surface 120cm Probe with 5m cable | 1088 | Soil Mositure Probe - connects by cable to Telemetry Kit | Not intedend for self install | No | <not provided> | Eligible | Eligible for rebate funding. | N/A
358 | 1474654 | PLD Holdings Pty Ltd | AquaCheck Sub Surface 100cm Probe with 5m cable | 1067 | Soil Mositure Probe - connects by cable to Telemetry Kit | Not intedend for self install | No | <not provided> | Eligible | Eligible for rebate funding. | N/A
357 | 1474654 | PLD Holdings Pty Ltd | AquaCheck Sub Surface 80cm Probe with 5m cable | 1057 | Soil Mositure Probe - connects by cable to Telemetry Kit | Not intedend for self install | No | <not provided> | Eligible | Eligible for rebate funding. | N/A
212 | 1474654 | PLD Holdings Pty Ltd | 74730-000002 Tens.MS -60/24-Irrometer | 1044 | GS One 60cm analogue Tensiometer | YES following the manual | Yes | We have a trained and certificated team, with full hydraulic and electrical installation capabilities. | Eligible | Eligible for rebate funding. | N/A
356 | 1474654 | PLD Holdings Pty Ltd | AquaCheck Sub Surface 60cm Probe with 5m cable | 1030 | Soil Mositure Probe - connects by cable to Telemetry Kit | Not intedend for self install | No | <not provided> | Eligible | Eligible for rebate funding. | N/A
211 | 1474654 | PLD Holdings Pty Ltd | 74730-000001 Tens.MS -30/12-Irrometer | 1001 | GS One 30cm analogue Tensiometer | YES following the manual | Yes | We have a trained and certificated team, with full hydraulic and electrical installation capabilities. | Eligible | Eligible for rebate funding. | N/A
219 | 1474654 | PLD Holdings Pty Ltd | 74730-000010 Soil Moisture SM150T- DeltaT | 1001 | GS One single site soil moisture and temperature sensor | No Technical training required | Yes | We have a trained and certificated team, with full hydraulic and electrical installation capabilities. | Eligible | Eligible for rebate funding. | N/A
415 | 1474654 | PLD Holdings Pty Ltd | LT-1 Leaf Temperature Sensor | 1000 | Weather Parameter Sensor - connects to Telemetry Kit | Not intedend for self install | No | <not provided> | Eligible | Eligible for rebate funding. | N/A
343 | 1474654 | PLD Holdings Pty Ltd | 9 Port Logger Board with 1 Output | 985 | Input Expansion Module | Not intedend for self install | No | <not provided> | Eligible | Eligible for rebate funding. | N/A
355 | 1474654 | PLD Holdings Pty Ltd | AquaCheck Sub-Surface 40cm Probe with 5m cable | 924 | Soil Mositure Probe - connects by cable to Telemetry Kit | Not intedend for self install | No | <not provided> | Eligible | Eligible for rebate funding. | N/A
420 | 1474654 | PLD Holdings Pty Ltd | Soil water potential and temperature sensor, calibrated, SDI-12 output, 5m cable. | 875 | Soil Mositure Probe - connects by cable to Telemetry Kit | Not intedend for self install | No | <not provided> | Eligible | Eligible for rebate funding. | N/A
206 | 1474654 | PLD Holdings Pty Ltd | 74320-000001 Stand Alone Rain Collector-Pronamic | 866 | GS One digital rain gauge | YES following the manual | No | <not provided> | Eligible | Eligible for rebate funding. | N/A
416 | 1474654 | PLD Holdings Pty Ltd | TDR-315H Sensor - Volumetric Water Content, Temperature & EC | 850 | Soil Mositure Probe - connects by cable to Telemetry Kit | Not intedend for self install | No | <not provided> | Eligible | Eligible for rebate funding. | N/A
417 | 1474654 | PLD Holdings Pty Ltd | TDR-310W Sensor - Volumetric Water Content, Temperature & EC | 850 | Soil Mositure Probe - connects by cable to Telemetry Kit | Not intedend for self install | No | <not provided> | Eligible | Eligible for rebate funding. | N/A
418 | 1474654 | PLD Holdings Pty Ltd | TDR-305N Sensor - Volumetric Water Content, Temperature & EC | 850 | Soil Mositure Probe - connects by cable to Telemetry Kit | Not intedend for self install | No | <not provided> | Eligible | Eligible for rebate funding. | N/A
419 | 1474654 | PLD Holdings Pty Ltd | Soil water content, temperature & EC sensor, SDI-12 output, 5m cable | 825 | Soil Mositure Probe - connects by cable to Telemetry Kit | Not intedend for self install | No | <not provided> | Eligible | Eligible for rebate funding. | N/A
237 | 1474654 | PLD Holdings Pty Ltd | 70240-005700 Fert Meter, SF, 20mm (3/4") with 0.1 L Pulse Output (70-300 L/hr) | 741 | 20mm Fertiliser meter with chemical resistant body and pulsed digital output for 0.1 litre | Yes | No | <not provided> | Eligible | Eligible for rebate funding. | N/A
238 | 1474654 | PLD Holdings Pty Ltd | 70240-005720 Fert Meter, SF, 20mm (3/4") with 1 L Pulse Output (70-300 L/hr) | 741 | 20mm Fertiliser meter with chemical resistant body and pulsed digital output for 0.1 litre | Yes | No | <not provided> | Eligible | Eligible for rebate funding. | N/A
201 | 1474654 | PLD Holdings Pty Ltd | 74703-000002 Temp & Humidity with Vent Sensor for GS Max | 737 | Temperature and Humidy sensor wired direct to the GS MAX or to a RadioNet DCP unit. | No Technical training required | Yes | We have a trained and certificated team, with full hydraulic and electrical installation capabilities. | Eligible | Eligible for rebate funding. | N/A
354 | 1474654 | PLD Holdings Pty Ltd | AquaCheck Sub-Surface 20cm Probe with 5m cable | 685 | Soil Mositure Probe - connects by cable to Telemetry Kit | Not intedend for self install | No | <not provided> | Eligible | Eligible for rebate funding. | N/A
388 | 1474654 | PLD Holdings Pty Ltd | Solar Radiation Sensor | 495 | Weather Parameter Sensor - connects to Telemetry Kit | Not intedend for self install | No | <not provided> | Eligible | Eligible for rebate funding. | N/A
389 | 1474654 | PLD Holdings Pty Ltd | Anemometer | 495 | Weather Parameter Sensor - connects to Telemetry Kit | Not intedend for self install | No | <not provided> | Eligible | Eligible for rebate funding. | N/A
196 | 1474654 | PLD Holdings Pty Ltd | 74360-000004 pH sensor, ABB, APS 110, for AWT420 | 493 | pH sensor probe one per transmitter | Yes | No | <not provided> | Eligible | Eligible for rebate funding. | N/A
203 | 1474654 | PLD Holdings Pty Ltd | 00035-000500 P/Tducer 4-20mA 0-10 Bar SS 1/4" M12 | 462 | Pressure sensor analogue used on the mainline or field valve for monitoring | Yes | No | <not provided> | Eligible | Eligible for rebate funding. | N/A
394 | 1474654 | PLD Holdings Pty Ltd | Temperature and Humidity Sensor | 397 | Weather Parameter Sensor - connects to Telemetry Kit | Not intedend for self install | No | <not provided> | Eligible | Eligible for rebate funding. | N/A
195 | 1474654 | PLD Holdings Pty Ltd | 74360-000005 EC sensor, ABB, CS 150, for AWT420 | 385 | EC sensor probe one per transmitter | Yes | No | <not provided> | Eligible | Eligible for rebate funding. | N/A
406 | 1474654 | PLD Holdings Pty Ltd | Vacuum Pressure Transmitter 0-15PSI Absolute | 364 | Water Pressure Sensor - connects to Telemetry Kit | Not intedend for self install | No | <not provided> | Eligible | Eligible for rebate funding. | N/A
393 | 1474654 | PLD Holdings Pty Ltd | Hi Resolution Temp Sensor | 345 | Weather Parameter Sensor - connects to Telemetry Kit | Not intedend for self install | No | <not provided> | Eligible | Eligible for rebate funding. | N/A
390 | 1474654 | PLD Holdings Pty Ltd | Rain Bucket | 330 | Weather Parameter Sensor - connects to Telemetry Kit | Not intedend for self install | No | <not provided> | Eligible | Eligible for rebate funding. | N/A
407 | 1474654 | PLD Holdings Pty Ltd | Leaf Wetness Sensor | 305 | Weather Parameter Sensor - connects to Telemetry Kit | Not intedend for self install | No | <not provided> | Eligible | Eligible for rebate funding. | N/A
404 | 1474654 | PLD Holdings Pty Ltd | Pressure Transmitter 0-6 Bar (87 PSI) with 9ft of cable prewired (indent) | 258 | Water Pressure Sensor - connects to Telemetry Kit | Not intedend for self install | No | <not provided> | Eligible | Eligible for rebate funding. | N/A
405 | 1474654 | PLD Holdings Pty Ltd | Pressure Transmitter 0-10 Bar (145 PSI) with 9ft of cable prewired (indent) | 258 | Water Pressure Sensor - connects to Telemetry Kit | Not intedend for self install | No | <not provided> | Eligible | Eligible for rebate funding. | N/A
402 | 1474654 | PLD Holdings Pty Ltd | Pressure Transmitter 0-6 Bar (87 PSI) with 3ft of cable prewired (indent) | 247 | Water Pressure Sensor - connects to Telemetry Kit | Not intedend for self install | No | <not provided> | Eligible | Eligible for rebate funding. | N/A
403 | 1474654 | PLD Holdings Pty Ltd | Pressure Transmitter 0-10 Bar (145 PSI) with 3ft of cable prewired (indent) | 247 | Water Pressure Sensor - connects to Telemetry Kit | Not intedend for self install | No | <not provided> | Eligible | Eligible for rebate funding. | N/A
396 | 1474654 | PLD Holdings Pty Ltd | Pressure Transmitter 0-0.5 Bar (7 PSI) (External Tank Level Sensor) | 236 | Water Pressure Sensor - connects to Telemetry Kit | Not intedend for self install | No | <not provided> | Eligible | Eligible for rebate funding. | N/A
397 | 1474654 | PLD Holdings Pty Ltd | Pressure Transmitter 0-2.5 Bar (36 PSI) | 236 | Water Pressure Sensor - connects to Telemetry Kit | Not intedend for self install | No | <not provided> | Eligible | Eligible for rebate funding. | N/A
398 | 1474654 | PLD Holdings Pty Ltd | Pressure Transmitter 0-6 Bar (87 PSI) | 236 | Water Pressure Sensor - connects to Telemetry Kit | Not intedend for self install | No | <not provided> | Eligible | Eligible for rebate funding. | N/A
399 | 1474654 | PLD Holdings Pty Ltd | Pressure Transmitter 0-10 Bar (145 PSI) | 236 | Water Pressure Sensor - connects to Telemetry Kit | Not intedend for self install | No | <not provided> | Eligible | Eligible for rebate funding. | N/A
400 | 1474654 | PLD Holdings Pty Ltd | Pressure Transmitter 0-16 Bar (230 PSI) | 236 | Water Pressure Sensor - connects to Telemetry Kit | Not intedend for self install | No | <not provided> | Eligible | Eligible for rebate funding. | N/A
401 | 1474654 | PLD Holdings Pty Ltd | Pressure Transmitter 0-25 Bar (350 PSI) | 236 | Water Pressure Sensor - connects to Telemetry Kit | Not intedend for self install | No | <not provided> | Eligible | Eligible for rebate funding. | N/A
210 | 1474654 | PLD Holdings Pty Ltd | 74320-000006 0-10 Bar Pressure Sensor Irrig.Monitor | 189 | GS One analogue pressure sensor 0-10 bar for sensing irrigation system pressure | YES following the manual | No | <not provided> | Eligible | Eligible for rebate funding. | N/A
207 | 1474654 | PLD Holdings Pty Ltd | 74320-000002 0.5 Bar pressure switch irrig.monitor | 60 | GS One digital pressure switch 0.5bar for sensing irrigation lateral operation | YES following the manual | No | <not provided> | Eligible | Eligible for rebate funding. | N/A
208 | 1474654 | PLD Holdings Pty Ltd | 74320-000003 1.5 Bar pressure switch irrig.monitor | 60 | GS One digital pressure switch 1.5bar for sensing irrigation lateral operation | YES following the manual | No | <not provided> | Eligible | Eligible for rebate funding. | N/A
209 | 1474654 | PLD Holdings Pty Ltd | 74320-000005 1.0 Bar Pressure Switch Irrig.Monitor | 60 | GS One digital pressure switch 1.0bar for sensing irrigation lateral operation | YES following the manual | No | <not provided> | Eligible | Eligible for rebate funding. | N/A
364 | 1474654 | PLD Holdings Pty Ltd | Level Shift Board - use with EnviroPro for extended cable runs | 37 | Adaptor Board for existing probes to connect to Telemetry Kits | Not intedend for self install | No | <not provided> | Eligible | Eligible for rebate funding. | N/A
2011 | 1475274 | Porosity Services Pty Limited | AWS & SMP Package 3 | 9450 | Equipment: RGP Rain Gauge Precipitation TRH Temp & Rel Humidity WSD Wind Spd & Dir SMP Soil Moisture Probe 160cm, 25m cable, trenching DTU Datalogger Telemetry Unit - Wildeye Use Cases: Soil & Weather monitoring for cropping, grazing | No | yes | Installation - Porosity staff will install all equipment professionally, to ensure accurate & representative data, and improve on-farm decision making (eg. irrigation timing). Refer to installation costs on URL. Training - Porosity staff will provide base level training to ensure the primary producer understands how to interpret the data to ensure they can make informed decisions to improve efficiencies. Additional / specialist training available upon request - costs apply. | Partially Eligible Bundle | Itemised component breakdown required and must be provided when the claim is lodged, in accordance with the Grant Opportunity Guidelines. Funding will only be assessed against eligible components. | Sensors, Telemetry/logger, Monitoring hardware
2010 | 1475274 | Porosity Services Pty Limited | AWS & SMP Package 2 | 8950 | Equipment: RGP Rain Gauge Precipitation TRH Temp & Rel Humidity WSD Wind Spd & Dir SMP Soil Moisture Probe 120cm, 25m cable, trenching DTU Datalogger Telemetry Unit - Wildeye Use Cases: Soil & Weather monitoring for cropping, grazing | No | yes | Installation - Porosity staff will install all equipment professionally, to ensure accurate & representative data, and improve on-farm decision making (eg. irrigation timing). Refer to installation costs on URL. Training - Porosity staff will provide base level training to ensure the primary producer understands how to interpret the data to ensure they can make informed decisions to improve efficiencies. Additional / specialist training available upon request - costs apply. | Partially Eligible Bundle | Itemised component breakdown required and must be provided when the claim is lodged, in accordance with the Grant Opportunity Guidelines. Funding will only be assessed against eligible components. | Sensors, Telemetry/logger, Monitoring hardware
2009 | 1475274 | Porosity Services Pty Limited | AWS & SMP Package 1 | 8450 | Equipment: RGP Rain Gauge Precipitation TRH Temp & Rel Humidity WSD Wind Spd & Dir SMP Soil Moisture Probe 80cm, 25m cable, trenching DTU Datalogger Telemetry Unit - Wildeye Use Cases: Soil & Weather monitoring for cropping, grazing | No | yes | Installation - Porosity staff will install all equipment professionally, to ensure accurate & representative data, and improve on-farm decision making (eg. irrigation timing). Refer to installation costs on URL. Training - Porosity staff will provide base level training to ensure the primary producer understands how to interpret the data to ensure they can make informed decisions to improve efficiencies. Additional / specialist training available upon request - costs apply. | Partially Eligible Bundle | Itemised component breakdown required and must be provided when the claim is lodged, in accordance with the Grant Opportunity Guidelines. Funding will only be assessed against eligible components. | Sensors, Telemetry/logger, Monitoring hardware
2008 | 1475274 | Porosity Services Pty Limited | AWS Package 4 | 7950 | Equipment: RGP Rain Gauge Precipitation TRH Temp & Rel Humidity WSD Wind Spd & Dir SRP Solar Radn DTU Datalogger Telemetry Unit - Wildeye Use Cases: Weather monitoring in all primary production systems - all weather conditions | No | yes | Installation - Porosity staff will install all equipment professionally, to ensure accurate & representative data, and improve on-farm decision making (eg. irrigation timing). Refer to installation costs on URL. Training - Porosity staff will provide base level training to ensure the primary producer understands how to interpret the data to ensure they can make informed decisions to improve efficiencies. Additional / specialist training available upon request - costs apply. | Eligible | Eligible for rebate funding. | N/A
2007 | 1475274 | Porosity Services Pty Limited | AWS Package 3 | 6750 | Equipment: RGP Rain Gauge Precipitation TRH Temp & Rel Humidity WSD Wind Spd & Dir DTU Datalogger Telemetry Unit - Wildeye Use Cases: Weather monitoring in all primary production systems - all spray conditions | No | yes | Installation - Porosity staff will install all equipment professionally, to ensure accurate & representative data, and improve on-farm decision making (eg. irrigation timing). Refer to installation costs on URL. Training - Porosity staff will provide base level training to ensure the primary producer understands how to interpret the data to ensure they can make informed decisions to improve efficiencies. Additional / specialist training available upon request - costs apply. | Eligible | Eligible for rebate funding. | N/A
2004 | 1475274 | Porosity Services Pty Limited | SMP Package 5 | 5150 | Equipment: SMP Soil Moisture Probe - EnviroPro 160cm, 25m cable, trenching RGP Rain Gauge Precipitation DTU Datalogger Telemetry Unit - Wildeye Use Cases: Soil moisture monitoring in permanent crops, &/or deep soils, deep-rooted crops. | No | yes | Installation - Porosity staff will install all equipment professionally, to ensure accurate & representative data, and improve on-farm decision making (eg. irrigation timing). Refer to installation costs on URL. Training - Porosity staff will provide base level training to ensure the primary producer understands how to interpret the data to ensure they can make informed decisions to improve efficiencies. Additional / specialist training available upon request - costs apply. | Partially Eligible Bundle | Itemised component breakdown required and must be provided when the claim is lodged, in accordance with the Grant Opportunity Guidelines. Funding will only be assessed against eligible components. | Soil moisture probe, Rain gauge, Telemetry/logger
2003 | 1475274 | Porosity Services Pty Limited | SMP Package 4 | 4650 | Equipment: SMP Soil Moisture Probe - EnviroPro 120cm, 25m cable, trenching RGP Rain Gauge Precipitation DTU Datalogger Telemetry Unit - Wildeye Use Cases: Soil moisture monitoring in permanent crops, &/or deeper soils, deeper-rooted crops. | No | yes | Installation - Porosity staff will install all equipment professionally, to ensure accurate & representative data, and improve on-farm decision making (eg. irrigation timing). Refer to installation costs on URL. Training - Porosity staff will provide base level training to ensure the primary producer understands how to interpret the data to ensure they can make informed decisions to improve efficiencies. Additional / specialist training available upon request - costs apply. | Partially Eligible Bundle | Itemised component breakdown required and must be provided when the claim is lodged, in accordance with the Grant Opportunity Guidelines. Funding will only be assessed against eligible components. | Soil moisture probe, Rain gauge, Telemetry/logger
2002 | 1475274 | Porosity Services Pty Limited | SMP Package 3 | 4150 | Equipment: SMP Soil Moisture Probe - EnviroPro 80cm, 25m cable, trenching RGP Rain Gauge Precipitation DTU Datalogger Telemetry Unit - Wildeye Use Cases: Soil moisture monitoring in permanent crops, &/or shallow soils, shallow-rooted crops. | No | yes | Installation - Porosity staff will install all equipment professionally, to ensure accurate & representative data, and improve on-farm decision making (eg. irrigation timing). Refer to installation costs on URL. Training - Porosity staff will provide base level training to ensure the primary producer understands how to interpret the data to ensure they can make informed decisions to improve efficiencies. Additional / specialist training available upon request - costs apply. | Partially Eligible Bundle | Itemised component breakdown required and must be provided when the claim is lodged, in accordance with the Grant Opportunity Guidelines. Funding will only be assessed against eligible components. | Soil moisture probe, Rain gauge, Telemetry/logger
2006 | 1475274 | Porosity Services Pty Limited | AWS Package 2 | 3950 | Equipment: RGP Rain Gauge Precipitation TRH Temp & Rel Humidity DTU Datalogger Telemetry Unit - Wildeye Use Cases: Weather monitoring in all primary production systems - rainfall and air temp/RH | No | yes | Installation - Porosity staff will install all equipment professionally, to ensure accurate & representative data, and improve on-farm decision making (eg. irrigation timing). Refer to installation costs on URL. Training - Porosity staff will provide base level training to ensure the primary producer understands how to interpret the data to ensure they can make informed decisions to improve efficiencies. Additional / specialist training available upon request - costs apply. | Eligible | Eligible for rebate funding. | N/A
2001 | 1475274 | Porosity Services Pty Limited | SMP Package 2 | 3200 | Equipment: SMP Soil Moisture Probe - EnviroPro 80cm, 15m cable DTU Datalogger Telemetry Unit - Wildeye Use Cases: Soil moisture monitoring in permanent crops, &/or shallow soils, shallow-rooted crops. | No | yes | Installation - Porosity staff will install all equipment professionally, to ensure accurate & representative data, and improve on-farm decision making (eg. irrigation timing). Refer to installation costs on URL. Training - Porosity staff will provide base level training to ensure the primary producer understands how to interpret the data to ensure they can make informed decisions to improve efficiencies. Additional / specialist training available upon request - costs apply. | Eligible | Eligible for rebate funding. | N/A
2000 | 1475274 | Porosity Services Pty Limited | SMP Package 1 | 3000 | Equipment: SMP Soil Moisture Probe - EnviroPro 80cm, 5m cable), DTU Datalogger Telemetry Unit - Wildeye Use Cases: Soil moisture monitoring in annual crops, &/or shallow soils, shallow-rooted crops. | No | yes | Installation - Porosity staff will install all equipment professionally, to ensure accurate & representative data, and improve on-farm decision making (eg. irrigation timing). Refer to installation costs on URL. Training - Porosity staff will provide base level training to ensure the primary producer understands how to interpret the data to ensure they can make informed decisions to improve efficiencies. Additional / specialist training available upon request - costs apply. | Eligible | Eligible for rebate funding. | N/A
2035 | 1475274 | Porosity Services Pty Limited | TIN Temperature Inversion sensor | 3000 | ICT dT2t Temperature Inversion sensor, Air Temp @ 1.2m & 10m, 2m cable, M12 plug. Includes mast. Use Cases: Weather monitoring in all primary production systems, spray conditions to reduce drift during inversion events | No | yes | Installation - Porosity staff will install all equipment professionally, to ensure accurate & representative data, and improve on-farm decision making (eg. irrigation timing). Refer to installation costs on URL. Training - Porosity staff will provide base level training to ensure the primary producer understands how to interpret the data to ensure they can make informed decisions to improve efficiencies. Additional / specialist training available upon request - costs apply. | Eligible | Eligible for rebate funding. | N/A
2026 | 1475274 | Porosity Services Pty Limited | SMP Soil Moisture Probe 160cm 25m cable | 2850 | EnviroPro soil moisture probe, 160cm deep, measures Moisture + Temp every 10cm, 25m cable, trenching, M12 plug. Use Cases: Soil moisture monitoring in permanent crops, &/or deep soils, deeper-root crops. | No | yes | Installation - Porosity staff will install all equipment professionally, to ensure accurate & representative data, and improve on-farm decision making (eg. irrigation timing). Refer to installation costs on URL. Training - Porosity staff will provide base level training to ensure the primary producer understands how to interpret the data to ensure they can make informed decisions to improve efficiencies. Additional / specialist training available upon request - costs apply. | Eligible | Eligible for rebate funding. | N/A
2032 | 1475274 | Porosity Services Pty Limited | WSD Wind Speed & Direction sensor | 2850 | Windsonic4 Wind Speed & Direction ultrasonic sensor, 1m cable, M12 plug. Use Cases: Weather monitoring in all primary production systems, spray conditions to reduce drift | No | yes | Installation - Porosity staff will install all equipment professionally, to ensure accurate & representative data, and improve on-farm decision making (eg. irrigation timing). Refer to installation costs on URL. Training - Porosity staff will provide base level training to ensure the primary producer understands how to interpret the data to ensure they can make informed decisions to improve efficiencies. Additional / specialist training available upon request - costs apply. | Eligible | Eligible for rebate funding. | N/A
2005 | 1475274 | Porosity Services Pty Limited | AWS Package 1 | 2650 | Equipment: RGP Rain Gauge Precipitation DTU Datalogger Telemetry Unit - Wildeye Use Cases: Weather monitoring in all primary production systems - rainfall only | No | yes | Installation - Porosity staff will install all equipment professionally, to ensure accurate & representative data, and improve on-farm decision making (eg. irrigation timing). Refer to installation costs on URL. Training - Porosity staff will provide base level training to ensure the primary producer understands how to interpret the data to ensure they can make informed decisions to improve efficiencies. Additional / specialist training available upon request - costs apply. | Eligible | Eligible for rebate funding. | N/A
2025 | 1475274 | Porosity Services Pty Limited | SMP Soil Moisture Probe 120cm 25m cable | 2350 | EnviroPro soil moisture probe, 120cm deep, measures Moisture + Temp every 10cm, 25m cable, trenching, M12 plug. Use Cases: Soil moisture monitoring in permanent crops, &/or deeper soils, deeper-rooted crops. | No | yes | Installation - Porosity staff will install all equipment professionally, to ensure accurate & representative data, and improve on-farm decision making (eg. irrigation timing). Refer to installation costs on URL. Training - Porosity staff will provide base level training to ensure the primary producer understands how to interpret the data to ensure they can make informed decisions to improve efficiencies. Additional / specialist training available upon request - costs apply. | Eligible | Eligible for rebate funding. | N/A
2024 | 1475274 | Porosity Services Pty Limited | SMP Soil Moisture Probe 80cm 25m cable | 1850 | EnviroPro soil moisture probe, 80cm deep, measures Moisture + Temp every 10cm, 25m cable, trenching, M12 plug. Use Cases: Soil moisture monitoring in permanent crops, &/or shallow soils, shallow-rooted crops. | No | yes | Installation - Porosity staff will install all equipment professionally, to ensure accurate & representative data, and improve on-farm decision making (eg. irrigation timing). Refer to installation costs on URL. Training - Porosity staff will provide base level training to ensure the primary producer understands how to interpret the data to ensure they can make informed decisions to improve efficiencies. Additional / specialist training available upon request - costs apply. | Eligible | Eligible for rebate funding. | N/A
2044 | 1475274 | Porosity Services Pty Limited | PCT Plant Canopy Temperature sensor | 1800 | Apogee SI4H1 Infrared radiometer, measures plant canopy temperature, 5m cable, M12 plug. Use Cases: Monitor plant stress levels, use to improve irrigation timing to reduce plant stress & maximise yield. | No | yes | Installation - Porosity staff will install all equipment professionally, to ensure accurate & representative data, and improve on-farm decision making (eg. irrigation timing). Refer to installation costs on URL. Training - Porosity staff will provide base level training to ensure the primary producer understands how to interpret the data to ensure they can make informed decisions to improve efficiencies. Additional / specialist training available upon request - costs apply. | Partially Eligible Bundle | Itemised component breakdown required and must be provided when the claim is lodged, in accordance with the Grant Opportunity Guidelines. Funding will only be assessed against eligible components. | Radiometer Cabling
2023 | 1475274 | Porosity Services Pty Limited | SMP Soil Moisture Probe 80cm 15m cable | 1550 | EnviroPro soil moisture probe, 80cm deep, measures Moisture + Temp every 10cm, 15m cable, conduit, M12 plug. Use Cases: Soil moisture monitoring in permanent crops, &/or shallow soils, shallow-rooted crops. | No | yes | Installation - Porosity staff will install all equipment professionally, to ensure accurate & representative data, and improve on-farm decision making (eg. irrigation timing). Refer to installation costs on URL. Training - Porosity staff will provide base level training to ensure the primary producer understands how to interpret the data to ensure they can make informed decisions to improve efficiencies. Additional / specialist training available upon request - costs apply. | Eligible | Eligible for rebate funding. | N/A
2033 | 1475274 | Porosity Services Pty Limited | SRP Solar Radiation Pyronometer sensor | 1450 | Apogee SP421 Solar Radiation Pyronometer sensor, 0.6m cable, M12 plug. Use Cases: Weather monitoring in all primary production systems, sunlight hours, Evapotranspiration | No | yes | Installation - Porosity staff will install all equipment professionally, to ensure accurate & representative data, and improve on-farm decision making (eg. irrigation timing). Refer to installation costs on URL. Training - Porosity staff will provide base level training to ensure the primary producer understands how to interpret the data to ensure they can make informed decisions to improve efficiencies. Additional / specialist training available upon request - costs apply. | Eligible | Eligible for rebate funding. | N/A
2031 | 1475274 | Porosity Services Pty Limited | TRH Temperature & Relative Humidity sensor | 1450 | Campbells HygroVue10 Air Temperature & Relative Humidity sensor, 10plate radiation shield, 0.6m cable, M12 plug. Use Cases: Weather monitoring in all primary production systems, spray conditions, dew point, frost | No | yes | Installation - Porosity staff will install all equipment professionally, to ensure accurate & representative data, and improve on-farm decision making (eg. irrigation timing). Refer to installation costs on URL. Training - Porosity staff will provide base level training to ensure the primary producer understands how to interpret the data to ensure they can make informed decisions to improve efficiencies. Additional / specialist training available upon request - costs apply. | Eligible | Eligible for rebate funding. | N/A
2022 | 1475274 | Porosity Services Pty Limited | SMP Soil Moisture Probe 80cm 5m cable | 1350 | EnviroPro soil moisture probe, 80cm deep, measures Moisture + Temp every 10cm, 5m cable, M12 plug. Use Cases: Soil moisture monitoring in annual crops, &/or shallow soils, shallow-rooted crops. | No | yes | Installation - Porosity staff will install all equipment professionally, to ensure accurate & representative data, and improve on-farm decision making (eg. irrigation timing). Refer to installation costs on URL. Training - Porosity staff will provide base level training to ensure the primary producer understands how to interpret the data to ensure they can make informed decisions to improve efficiencies. Additional / specialist training available upon request - costs apply. | Eligible | Eligible for rebate funding. | N/A
2030 | 1475274 | Porosity Services Pty Limited | RGP Rain Gauge Precipitation sensor | 900 | Kisters TB7-02 Rain Gauge Precipitation sensor, double tipping spoon, 10m cable, M12 plug. Use Cases: Weather monitoring in all primary production systems, rainfall intensity & totals | No | yes | Installation - Porosity staff will install all equipment professionally, to ensure accurate & representative data, and improve on-farm decision making (eg. irrigation timing). Refer to installation costs on URL. Training - Porosity staff will provide base level training to ensure the primary producer understands how to interpret the data to ensure they can make informed decisions to improve efficiencies. Additional / specialist training available upon request - costs apply. | Eligible | Eligible for rebate funding. | N/A
2028 | 1475274 | Porosity Services Pty Limited | SMS Soil Moisture Sensor TDR single depth | 750 | Acclima TDR315 soil sensor, 15cm prong, measures Moisture + Temp + Salinity at a single depth, 10m cable, M12 plug. Use Cases: Soil monitoring in shallow rooted crops, vegetables, turf. Highly accurate and very easy to install, move around. | Yes | yes | Installation - Porosity staff will install all equipment professionally, to ensure accurate & representative data, and improve on-farm decision making (eg. irrigation timing). Refer to installation costs on URL. Training - Porosity staff will provide base level training to ensure the primary producer understands how to interpret the data to ensure they can make informed decisions to improve efficiencies. Additional / specialist training available upon request - costs apply. | Eligible | Eligible for rebate funding. | N/A
2034 | 1475274 | Porosity Services Pty Limited | LWD Leaf Wetness Dew sensor | 600 | Tekbox LWS Leaf Wetness Dew sensor, 5m cable, M12 plug. Use Cases: Weather monitoring in all primary production systems, leaf wetness hours, disease modeling | No | yes | Installation - Porosity staff will install all equipment professionally, to ensure accurate & representative data, and improve on-farm decision making (eg. irrigation timing). Refer to installation costs on URL. Training - Porosity staff will provide base level training to ensure the primary producer understands how to interpret the data to ensure they can make informed decisions to improve efficiencies. Additional / specialist training available upon request - costs apply. | Eligible | Eligible for rebate funding. | N/A
2029 | 1475274 | Porosity Services Pty Limited | STS Soil Temperature Sensor single depth | 600 | Tekbox ST03 Soil Temperature sensor, measures Temp at single depth, 15m cable, M12 plug Use Cases: Soil temp monitoring at a specific depth, ideal for timing of sowing crops | No | yes | Installation - Porosity staff will install all equipment professionally, to ensure accurate & representative data, and improve on-farm decision making (eg. irrigation timing). Refer to installation costs on URL. Training - Porosity staff will provide base level training to ensure the primary producer understands how to interpret the data to ensure they can make informed decisions to improve efficiencies. Additional / specialist training available upon request - costs apply. | Eligible | Eligible for rebate funding. | N/A
6913 | 1475513 | Powderly's Pumping & Irrigation Services Pty.Ltd | 70240-000112 Octave 12 BS Netafim-AU NMI | 13130 | 12" Ultrasonic Water with rate of flow display. NMI approved | Yes | No | <not provided> | Eligible | Eligible for rebate funding. | N/A
6912 | 1475513 | Powderly's Pumping & Irrigation Services Pty.Ltd | 70240-000111 Octave 10 BS Netafim-AU NMI | 11822 | 10" Ultrasonic Water with rate of flow display. NMI approved | Yes | No | <not provided> | Eligible | Eligible for rebate funding. | N/A
6911 | 1475513 | Powderly's Pumping & Irrigation Services Pty.Ltd | 70240-000055 Octave 8 High Flow SST AU NMI BSTD | 9188 | 8" Ultrasonic Water with rate of flow display. NMI approved | Yes | No | <not provided> | Eligible | Eligible for rebate funding. | N/A
6907 | 1475513 | Powderly's Pumping & Irrigation Services Pty.Ltd | 70240-000012 Octave 8 High Flow S.St BSTD | 9188 | 8" Ultrasonic Water with rate of flow display | Yes | No | <not provided> | Eligible | Eligible for rebate funding. | N/A
6910 | 1475513 | Powderly's Pumping & Irrigation Services Pty.Ltd | 70240-000054 Octave 6 High Flow SST AU NMI BSTD | 8917 | 6" Ultrasonic Water with rate of flow display. NMI approved | Yes | No | <not provided> | Eligible | Eligible for rebate funding. | N/A
6906 | 1475513 | Powderly's Pumping & Irrigation Services Pty.Ltd | 70240-000009 Octave 6 High Flow S.St BSTD | 8917 | 6" Ultrasonic Water with rate of flow display | Yes | No | <not provided> | Eligible | Eligible for rebate funding. | N/A
6903 | 1475513 | Powderly's Pumping & Irrigation Services Pty.Ltd | 70240-000109 Octave 6 S.St BS F.F Netafim-AU NMI | 8105 | 6" Ultrasonic Water with rate of flow display. NMI Approved | Yes | No | <not provided> | Eligible | Eligible for rebate funding. | N/A
6909 | 1475513 | Powderly's Pumping & Irrigation Services Pty.Ltd | 70240-000053 Octave 4 High Flow SST AU NMI BSTD | 5937 | 4" Ultrasonic Water with rate of flow display. NMI approved | Yes | No | <not provided> | Eligible | Eligible for rebate funding. | N/A
6905 | 1475513 | Powderly's Pumping & Irrigation Services Pty.Ltd | 70240-000005 Octave 4 High Flow S.St BSTD | 5937 | 4" Ultrasonic Water with rate of flow display | Yes | No | <not provided> | Eligible | Eligible for rebate funding. | N/A
6902 | 1475513 | Powderly's Pumping & Irrigation Services Pty.Ltd | 70240-000107 Octave 4 S.St BS F.F Netafim-AU NMI | 5397 | 4" Ultrasonic Water with rate of flow display. NMI Approved | Yes | No | <not provided> | Eligible | Eligible for rebate funding. | N/A
6908 | 1475513 | Powderly's Pumping & Irrigation Services Pty.Ltd | 70240-000052 Octave 3 High Flow SST AU NMI BSTD | 5213 | 3" Ultrasonic Water with rate of flow display. NMI approved | Yes | No | <not provided> | Eligible | Eligible for rebate funding. | N/A
6904 | 1475513 | Powderly's Pumping & Irrigation Services Pty.Ltd | 70240-000002 Octave 3 High Flow S.St BSTD | 5213 | 3" Ultrasonic Water with rate of flow display | Yes | No | <not provided> | Eligible | Eligible for rebate funding. | N/A
6901 | 1475513 | Powderly's Pumping & Irrigation Services Pty.Ltd | 70240-000105 Octave 3 S.St BS F.F Netafim-AU NMI | 4739 | 3" Ultrasonic Water with rate of flow display. NMI Approved | Yes | No | <not provided> | Eligible | Eligible for rebate funding. | N/A
6898 | 1475513 | Powderly's Pumping & Irrigation Services Pty.Ltd | 70240-000101 Octave 2 S.St BS F.F Netafim-AU NMI | 4141 | 2" Ultrasonic Water with rate of flow display. NMI Approved | Yes | No | <not provided> | Eligible | Eligible for rebate funding. | N/A
6899 | 1475513 | Powderly's Pumping & Irrigation Services Pty.Ltd | 70240-000102 Octave 2 S.St Thr W/Cplgs Netafim-AU NMI | 3861 | 2" Ultrasonic Water with rate of flow display. NMI Approved | Yes | No | <not provided> | Eligible | Eligible for rebate funding. | N/A
6900 | 1475513 | Powderly's Pumping & Irrigation Services Pty.Ltd | 70240-000103 Octave 2 Pl Thr W/Cplgs Netafim-AU NMI | 3712 | 2" Ultrasonic Water with rate of flow display. NMI Approved | Yes | No | <not provided> | Eligible | Eligible for rebate funding. | N/A
6871 | 1475513 | Powderly's Pumping & Irrigation Services Pty.Ltd | 74360-007901 EC/pH transmitter, 110/230 Volt, wall mount | 3418 | Analogue Transmitter with display for the EC and pH senors [sensors not included] | No Technical training required | Yes | We have a trained and certificated team, with full hydraulic and electrical installation capabilities. | Eligible | Eligible for rebate funding. | N/A
6894 | 1475513 | Powderly's Pumping & Irrigation Services Pty.Ltd | 74730-000090 Dendrometer Stalk Diameter-Ecomatik | 2229 | GS One plant stalk diameter sensor | No Technical training required | Yes | We have a trained and certificated team, with full hydraulic and electrical installation capabilities. | Eligible | Eligible for rebate funding. | N/A
6895 | 1475513 | Powderly's Pumping & Irrigation Services Pty.Ltd | 74730-000091 Dendrometer Trunk Diameter-Ecomatik | 2077 | GS One plant trunk diameter sensor | No Technical training required | Yes | We have a trained and certificated team, with full hydraulic and electrical installation capabilities. | Eligible | Eligible for rebate funding. | N/A
6892 | 1475513 | Powderly's Pumping & Irrigation Services Pty.Ltd | 74730-000009 Soil Moisture Netacap WP 6/60cm | 1623 | 60cm GS One/RadioNet Capacitance probes to measure soil moisture and temperature | YES following the manual | Yes | We have a trained and certificated team, with full hydraulic and electrical installation capabilities. | Eligible | Eligible for rebate funding. | N/A
6893 | 1475513 | Powderly's Pumping & Irrigation Services Pty.Ltd | 74730-000011 Soil Moisture NetaCap WP 6/80cm | 1623 | 80cm GS One/RadioNet Capacitance probes to measure soil moisture and temperature | YES following the manual | Yes | We have a trained and certificated team, with full hydraulic and electrical installation capabilities. | Eligible | Eligible for rebate funding. | N/A
6891 | 1475513 | Powderly's Pumping & Irrigation Services Pty.Ltd | 74730-000008 Soil Moisture Netacap WP 4/40cm | 1602 | 40cm GS One/RadioNet Capacitance probes to measure soil moisture and temperature | YES following the manual | Yes | We have a trained and certificated team, with full hydraulic and electrical installation capabilities. | Eligible | Eligible for rebate funding. | N/A
6916 | 1475513 | Powderly's Pumping & Irrigation Services Pty.Ltd | 70240-005400 Fert Meter, PB, 25mm (1") with 1 L Pulse Output (400-1500 L/hr) | 1504 | 25mm Fertiliser meter with chemical resistant body and pulsed digital output for 1 litre | Yes | No | <not provided> | Eligible | Eligible for rebate funding. | N/A
6879 | 1475513 | Powderly's Pumping & Irrigation Services Pty.Ltd | 74320-000004 Pyranometer Rad.RK200-04 2M Cable 4-20mA | 1477 | Management sensor for the GS Max controller to operate irrigation frequence according to solar radiation | No Technical training required | Yes | We have a trained and certificated team, with full hydraulic and electrical installation capabilities. | Eligible | Eligible for rebate funding. | N/A
6882 | 1475513 | Powderly's Pumping & Irrigation Services Pty.Ltd | 74715-000014 GS One G2 Ext.Panel Pv 5.5W | 1406 | Standalone solar powered cellular cloud connected data collection platform for digital, analogue and Serial type sensors | YES following the manual | Yes | We have a trained and certificated team, with full hydraulic and electrical installation capabilities. | Eligible | Eligible for rebate funding. | N/A
6890 | 1475513 | Powderly's Pumping & Irrigation Services Pty.Ltd | 74730-000013 Soil Moisture Netacap BP 3/30cm | 1374 | 30cm GS One/RadioNet Capacitance probes to measure soil moisture and temperature | YES following the manual | Yes | We have a trained and certificated team, with full hydraulic and electrical installation capabilities. | Eligible | Eligible for rebate funding. | N/A
6897 | 1475513 | Powderly's Pumping & Irrigation Services Pty.Ltd | 74730-000038 Multi-Parameter Sensor WET150-Delta T | 1250 | GS One single site soil, moisture ,temperature and bulk EC sensor | No Technical training required | Yes | We have a trained and certificated team, with full hydraulic and electrical installation capabilities. | Eligible | Eligible for rebate funding. | N/A
6889 | 1475513 | Powderly's Pumping & Irrigation Services Pty.Ltd | 74730-000002 Tens.MS -60/24-Irrometer | 1044 | GS One 60cm analogue Tensiometer | YES following the manual | Yes | We have a trained and certificated team, with full hydraulic and electrical installation capabilities. | Eligible | Eligible for rebate funding. | N/A
6888 | 1475513 | Powderly's Pumping & Irrigation Services Pty.Ltd | 74730-000001 Tens.MS -30/12-Irrometer | 1001 | GS One 30cm analogue Tensiometer | YES following the manual | Yes | We have a trained and certificated team, with full hydraulic and electrical installation capabilities. | Eligible | Eligible for rebate funding. | N/A
6896 | 1475513 | Powderly's Pumping & Irrigation Services Pty.Ltd | 74730-000010 Soil Moisture SM150T- DeltaT | 1001 | GS One single site soil moisture and temperature sensor | No Technical training required | Yes | We have a trained and certificated team, with full hydraulic and electrical installation capabilities. | Eligible | Eligible for rebate funding. | N/A
6883 | 1475513 | Powderly's Pumping & Irrigation Services Pty.Ltd | 74320-000001 Stand Alone Rain Collector-Pronamic | 866 | GS One digital rain gauge | YES following the manual | No | <not provided> | Eligible | Eligible for rebate funding. | N/A
6914 | 1475513 | Powderly's Pumping & Irrigation Services Pty.Ltd | 70240-005700 Fert Meter, SF, 20mm (3/4") with 0.1 L Pulse Output (70-300 L/hr) | 741 | 20mm Fertiliser meter with chemical resistant body and pulsed digital output for 0.1 litre | Yes | No | <not provided> | Eligible | Eligible for rebate funding. | N/A
6915 | 1475513 | Powderly's Pumping & Irrigation Services Pty.Ltd | 70240-005720 Fert Meter, SF, 20mm (3/4") with 1 L Pulse Output (70-300 L/hr) | 741 | 20mm Fertiliser meter with chemical resistant body and pulsed digital output for 0.1 litre | Yes | No | <not provided> | Eligible | Eligible for rebate funding. | N/A
6878 | 1475513 | Powderly's Pumping & Irrigation Services Pty.Ltd | 74703-000002 Temp & Humidity with Vent Sensor for GS Max | 737 | Temperature and Humidy sensor wired direct to the GS MAX or to a RadioNet DCP unit. | No Technical training required | Yes | We have a trained and certificated team, with full hydraulic and electrical installation capabilities. | Eligible | Eligible for rebate funding. | N/A
6873 | 1475513 | Powderly's Pumping & Irrigation Services Pty.Ltd | 74360-000004 pH sensor, ABB, APS 110, for AWT420 | 493 | pH sensor probe one per transmitter | Yes | No | <not provided> | Eligible | Eligible for rebate funding. | N/A
6880 | 1475513 | Powderly's Pumping & Irrigation Services Pty.Ltd | 00035-000500 P/Tducer 4-20mA 0-10 Bar SS 1/4" M12 | 462 | Pressure sensor analogue used on the mainline or field valve for monitoring | Yes | No | <not provided> | Eligible | Eligible for rebate funding. | N/A
6872 | 1475513 | Powderly's Pumping & Irrigation Services Pty.Ltd | 74360-000005 EC sensor, ABB, CS 150, for AWT420 | 385 | EC sensor probe one per transmitter | Yes | No | <not provided> | Eligible | Eligible for rebate funding. | N/A
6887 | 1475513 | Powderly's Pumping & Irrigation Services Pty.Ltd | 74320-000006 0-10 Bar Pressure Sensor Irrig.Monitor | 189 | GS One analogue pressure sensor 0-10 bar for sensing irrigation system pressure | YES following the manual | No | <not provided> | Eligible | Eligible for rebate funding. | N/A
6884 | 1475513 | Powderly's Pumping & Irrigation Services Pty.Ltd | 74320-000002 0.5 Bar pressure switch irrig.monitor | 60 | GS One digital pressure switch 0.5bar for sensing irrigation lateral operation | YES following the manual | No | <not provided> | Eligible | Eligible for rebate funding. | N/A
6885 | 1475513 | Powderly's Pumping & Irrigation Services Pty.Ltd | 74320-000003 1.5 Bar pressure switch irrig.monitor | 60 | GS One digital pressure switch 1.5bar for sensing irrigation lateral operation | YES following the manual | No | <not provided> | Eligible | Eligible for rebate funding. | N/A
6886 | 1475513 | Powderly's Pumping & Irrigation Services Pty.Ltd | 74320-000005 1.0 Bar Pressure Switch Irrig.Monitor | 60 | GS One digital pressure switch 1.0bar for sensing irrigation lateral operation | YES following the manual | No | <not provided> | Eligible | Eligible for rebate funding. | N/A
7634 | 1475319 | POWERPLANTS AUSTRALIA PTY LTD | Meteo Mast — Outside Temp / Rain / Wind Direction & Velocity | 12500 | Outdoor meteorological mast incorporating temperature, rainfall, wind direction and wind velocity sensors. Provides real-time environmental data to the connected Priva controller and Office Direct platform, enabling weather-aware irrigation and climate control decisions by primary producers. | No | No | Professional installation by Powerplants Australia technicians as part of a connected controller commissioning package; calibration verified on site. | Eligible | Eligible for rebate funding. | N/A
7632 | 1475319 | POWERPLANTS AUSTRALIA PTY LTD | PRIVA GroScale | 11500 | Connected plant-growth weighing system that monitors substrate weight, water uptake and crop development in real time. Wireless data delivery to the GroScale base station and Priva Office Direct platform, giving primary producers continuous insight into crop water and growth status. | No | Yes | Professional installation, calibration and operator training by Powerplants Australia technicians at commissioning; training included in installation/training cost not exceeding 10% of equipment price. | Eligible | Eligible for rebate funding. | N/A
7635 | 1475319 | POWERPLANTS AUSTRALIA PTY LTD | PRIVA Weather Station WSC11 | 9900 | On-farm weather monitoring station measuring temperature, humidity, rainfall, wind speed and direction, and solar radiation. Connects to the Priva controller/Office Direct platform, delivering real-time weather data to primary producers for irrigation and climate decisions. | No | No | Professional siting, installation and calibration by Powerplants Australia technicians. | Eligible | Eligible for rebate funding. | N/A
7633 | 1475319 | POWERPLANTS AUSTRALIA PTY LTD | PRIVA Drain Tray — EC/pH Monitoring | 6100 | Drain tray with integrated EC and pH measurement for substrate run-off water. Provides real-time water-quality data to the connected Priva controller / Office Direct platform, enabling primary producers to monitor irrigation efficiency and crop water status remotely. | No | No | Professional installation, calibration and integration by Powerplants Australia technicians as part of a connected fertigation system commissioning. | Eligible | Eligible for rebate funding. | N/A
7637 | 1475319 | POWERPLANTS AUSTRALIA PTY LTD | Soil Moisture Sensor | 1500 | Soil moisture probe for monitoring root-zone water content. Connects to the Aranet wireless base station, providing real-time soil moisture data so primary producers can optimise irrigation scheduling and reduce water use. | No | No | Professional installation and calibration by Powerplants Australia technicians as part of a connected irrigation system commissioning. | Eligible | Eligible for rebate funding. | N/A
7636 | 1475319 | POWERPLANTS AUSTRALIA PTY LTD | Aranet Wireless Base station | 1300 | Wireless base station / gateway that aggregates data from wireless sensors, transmitting to the Priva Office Direct platform. Extends connectivity across primary production sites for environmental and crop monitoring. | No | Yes | Professional siting, installation and calibration by Powerplants Australia technicians. | Eligible | Eligible for rebate funding. | N/A
7638 | 1475319 | POWERPLANTS AUSTRALIA PTY LTD | Linear Light Sensor | 950 | Linear Lux sensor measuring light intensity across the crop canopy. Provides real-time light data to the connected Priva controller and Office Direct platform, enabling primary producers to optimise irrigation growing | No | No | Professional installation and calibration by Powerplants Australia technicians as part of a connected sensing/control commissioning package. | Eligible | Eligible for rebate funding. | N/A
5397 | 1475309 | PRIME IRRIGATION PTY LTD | Aquaflex 4-20mA 2 output Moisture and Temperature sensor with 30m data cable | 2077.49 | Soil moisture and temperature probe for environmental monitoring of crop water use. | No | No | Prime Irrigation provides full professional installation, on-site training, and ongoing support for all equipment. | Eligible | Eligible for rebate funding. | N/A
5330 | 1475309 | PRIME IRRIGATION PTY LTD | Dream interface EC/pH Monitor | 1778.11 | Environmental sensor for monitoring field and weather conditions or water quality. | No | No | Prime Irrigation provides full professional installation, on-site training, and ongoing support for all equipment. | Eligible | Eligible for rebate funding. | N/A
5393 | 1475309 | PRIME IRRIGATION PTY LTD | EnviroPro 8 sensor soil probe, plus EC model 80cm (5m data cable only) | 1507.46 | Soil moisture and temperature probe for environmental monitoring of crop water use. | No | No | Prime Irrigation provides full professional installation, on-site training, and ongoing support for all equipment. | Eligible | Eligible for rebate funding. | N/A
5396 | 1475309 | PRIME IRRIGATION PTY LTD | Aquaflex 4-20mA 2 output Moisture and Temperature sensor with 20m data cable | 1404.65 | Soil moisture and temperature probe for environmental monitoring of crop water use. | No | No | Prime Irrigation provides full professional installation, on-site training, and ongoing support for all equipment. | Eligible | Eligible for rebate funding. | N/A
5395 | 1475309 | PRIME IRRIGATION PTY LTD | Aquaflex 4-20mA 2 output Moisture and Temperature sensor with 10m data cable | 1253.45 | Soil moisture and temperature probe for environmental monitoring of crop water use. | No | No | Prime Irrigation provides full professional installation, on-site training, and ongoing support for all equipment. | Eligible | Eligible for rebate funding. | N/A
5392 | 1475309 | PRIME IRRIGATION PTY LTD | EnviroPro 8 sensor soil probe, std model 80cm (5m data cable only) NO EC | 1202.04 | Soil moisture and temperature probe for environmental monitoring of crop water use. | No | No | Prime Irrigation provides full professional installation, on-site training, and ongoing support for all equipment. | Eligible | Eligible for rebate funding. | N/A
5394 | 1475309 | PRIME IRRIGATION PTY LTD | Aquaflex 3m 4-20mA 2 x output moisture & temperature sensor with 3m data cable. | 1134 | Soil moisture and temperature probe for environmental monitoring of crop water use. | No | No | Prime Irrigation provides full professional installation, on-site training, and ongoing support for all equipment. | Eligible | Eligible for rebate funding. | N/A
5279 | 1475309 | PRIME IRRIGATION PTY LTD | Ultrasonic Wind Speed and Direction Sensor (SDI) | 1005.48 | Environmental sensor for monitoring field and weather conditions or water quality. | No | Yes | Prime Irrigation provides full professional installation, on-site training, and ongoing support for all equipment. | Eligible | Eligible for rebate funding. | N/A
5425 | 1475309 | PRIME IRRIGATION PTY LTD | EC Sensor (up to 6 bar pressure) | 864.86 | Environmental sensor for monitoring field and weather conditions or water quality. | No | No | Prime Irrigation provides full professional installation, on-site training, and ongoing support for all equipment. | Eligible | Eligible for rebate funding. | N/A
5282 | 1475309 | PRIME IRRIGATION PTY LTD | Rain Bucket Gauge (SDI-12) | 703.08 | Environmental sensor for monitoring field and weather conditions or water quality. | No | Yes | Prime Irrigation provides full professional installation, on-site training, and ongoing support for all equipment. | Eligible | Eligible for rebate funding. | N/A
5424 | 1475309 | PRIME IRRIGATION PTY LTD | pH Sensor ( up to 10 bar pressure) | 680.4 | Environmental sensor for monitoring field and weather conditions or water quality. | No | No | Prime Irrigation provides full professional installation, on-site training, and ongoing support for all equipment. | Eligible | Eligible for rebate funding. | N/A
5280 | 1475309 | PRIME IRRIGATION PTY LTD | Solar Radiation Sensor (SDI) | 559.44 | Environmental sensor for monitoring field and weather conditions or water quality. | No | Yes | Prime Irrigation provides full professional installation, on-site training, and ongoing support for all equipment. | Eligible | Eligible for rebate funding. | N/A
5541 | 1475309 | PRIME IRRIGATION PTY LTD | Int. card for Temp & Humidity sensors + Dewpoint | 529.2 | Environmental sensor for monitoring field and weather conditions or water quality. | No | No | Prime Irrigation provides full professional installation, on-site training, and ongoing support for all equipment. | Eligible | Eligible for rebate funding. | N/A
5426 | 1475309 | PRIME IRRIGATION PTY LTD | THD sensor (Temp, Humidity, Dewpoint set) intergrated into G5 modular RTU | 458.14 | Environmental sensor for monitoring field and weather conditions or water quality. | No | No | Prime Irrigation provides full professional installation, on-site training, and ongoing support for all equipment. | Eligible | Eligible for rebate funding. | N/A
5281 | 1475309 | PRIME IRRIGATION PTY LTD | Atmospheric Temperature, Humidity, pressure and Dew point (SDI) | 450.58 | Environmental sensor for monitoring field and weather conditions or water quality. | No | Yes | Prime Irrigation provides full professional installation, on-site training, and ongoing support for all equipment. | Eligible | Eligible for rebate funding. | N/A
5283 | 1475309 | PRIME IRRIGATION PTY LTD | Rain Bucket Gauge (Digital on/off) | 450.58 | Environmental sensor for monitoring field and weather conditions or water quality. | No | Yes | Prime Irrigation provides full professional installation, on-site training, and ongoing support for all equipment. | Eligible | Eligible for rebate funding. | N/A
5328 | 1475309 | PRIME IRRIGATION PTY LTD | Pressure transducer 0-6 bar, ¼" BSPT, 4-20mA with 5m cable | 113.4 | Pressure sensor for monitoring irrigation line pressure (4–20mA output). | No | No | Prime Irrigation provides full professional installation, on-site training, and ongoing support for all equipment. | Eligible | Eligible for rebate funding. | N/A
5329 | 1475309 | PRIME IRRIGATION PTY LTD | Pressure transducer 0-10 bar, ¼" BSPT, 4-20mA with 5m cable | 113.4 | Pressure sensor for monitoring irrigation line pressure (4–20mA output). | No | No | Prime Irrigation provides full professional installation, on-site training, and ongoing support for all equipment. | Eligible | Eligible for rebate funding. | N/A
5453 | 1475309 | PRIME IRRIGATION PTY LTD | Pressure Switch plastic 15-80psi 1/4bsp N/O | 102.82 | Pressure sensor for monitoring irrigation line pressure (4–20mA output). | No | No | Prime Irrigation provides full professional installation, on-site training, and ongoing support for all equipment. | Eligible | Eligible for rebate funding. | N/A
6066 | 1475585 | Rain Harvesting Pty Ltd | Rain Gauge (Satellite) | 544.55 | Satellite-connected weather monitor that accurately tracks rainfall amount, volume and intensity on-farm. Provides up to 6 readings per day via low-orbit satellite. Compare rainfall against tank and trough levels to identify system improvements. Monitor daily, weekly, monthly and yearly precipitation. Customisable alerts. Data accessible via the RH Connect app. Battery powered (4 x AA, 1+ year life). Self-install. Aligns with Environmental Monitoring category. Connectivity: Satellite. | Yes | No | <not provided> | Eligible | Eligible for rebate funding. | N/A
1981 | 1475273 | Regional Communication Solutions Pty Ltd | METOS Delta T Weather station | 5115 | Weather monitoring for enviromental purposes | Yes | No | <not provided> | Eligible | Eligible for rebate funding. | N/A
1986 | 1475273 | Regional Communication Solutions Pty Ltd | Edge System Weather Station | 1960 | Weather monitoring for enviromental purposes | Yes | No | <not provided> | Eligible | Eligible for rebate funding. | N/A
1992 | 1475273 | Regional Communication Solutions Pty Ltd | Edge System Remote Soil Probes | 650 | monitoring for enviromental purposes and management | Yes | No | <not provided> | Eligible | Eligible for rebate funding. | N/A
1985 | 1475273 | Regional Communication Solutions Pty Ltd | Edge System Tip Bucket Rain Gauge | 650 | Level monitoring for fram management | Yes | No | <not provided> | Eligible | Eligible for rebate funding. | N/A
1983 | 1475273 | Regional Communication Solutions Pty Ltd | Edge System Water Flow Monitor | 370 | Level monitoring for fram management | Yes | No | <not provided> | Eligible | Eligible for rebate funding. | N/A
1995 | 1475273 | Regional Communication Solutions Pty Ltd | Farmbot Rain Gauge | 249 | Weather monitoring for enviromental purposes | Yes | No | <not provided> | Eligible | Eligible for rebate funding. | N/A
2567 | 1475480 | Schedule-it Pty Ltd | Horticultural expert solution | 6000 | Schedule-it's Horticultural Expert Solution is our ultimate horticultural tool — a complete environmental monitoring unit for orchards, vines and intensive crops. It combines an 80cm probe (soil moisture and temperature at multiple depths), a canopy sensor (ambient temperature and humidity), inline EC and flow meters, and a fruit-sizing dendrometer, with telemetry, solar panel and battery. Following the crop from root to fruit, it delivers live data to the grower's phone or PC, aligning with the Environmental Monitoring category in real time. | Yes | no | <not provided> | Partially Eligible Bundle | Itemised component breakdown required and must be provided when the claim is lodged, in accordance with the Grant Opportunity Guidelines. Funding will only be assessed against eligible components. | Probe(s) Sensor(s) Flow Meter(s) Dendrometer(s) Telemetry Unit
2562 | 1475480 | Schedule-it Pty Ltd | Horticultural solution | 4500 | Schedule-it's Horticultural Solution is a complete environmental monitoring unit for orchards, vines and intensive crops. It combines an 80cm probe measuring soil moisture and temperature at multiple depths, a canopy sensor measuring ambient temperature and humidity, and inline EC and flow meters, with telemetry for connectivity and a solar panel and battery for reliable field operation. It continuously monitors the soil and crop environment and delivers live data to the grower's phone or PC, aligning with the Environmental Monitoring category by tracking conditions in real time. | Yes | no | <not provided> | Partially Eligible Bundle | Itemised component breakdown required and must be provided when the claim is lodged, in accordance with the Grant Opportunity Guidelines. Funding will only be assessed against eligible components. | Probe(s) Sensor(s) Flow Meter(s) Dendrometer(s) Telemetry Unit
2566 | 1475480 | Schedule-it Pty Ltd | weatherstation | 4300 | Schedule-it's Weather Station is a robust, full-featured environmental monitoring unit built for the Australian country. It measures rainfall with full history, solar radiation, wind speed and direction, and temperature and humidity, with telemetry for real-time connectivity, powered by solar and battery for reliable, self-sufficient operation. It delivers live data and ongoing record-keeping to the grower's phone or PC, aligning directly with the Environmental Monitoring category by tracking on-farm weather conditions in real time. | Yes | no | <not provided> | Eligible | Eligible for rebate funding. | N/A
2563 | 1475480 | Schedule-it Pty Ltd | Horticultural upgrade | 3500 | Schedule-it's Horticultural Upgrade delivers the same complete environmental monitoring solution, with one key difference: it utilises the grower's existing soil moisture probes where they already have them. We integrate those probes with a canopy sensor measuring ambient temperature and humidity, inline EC and flow meters, telemetry for connectivity, and a solar panel and battery for reliable operation. It continuously monitors the soil and crop environment, delivering live data to the grower's phone or PC and aligning with the Environmental Monitoring category in real time. | Yes | no | <not provided> | Partially Eligible Bundle | Itemised component breakdown required and must be provided when the claim is lodged, in accordance with the Grant Opportunity Guidelines. Funding will only be assessed against eligible components. | Sensor(s) Telemetry Unit
2564 | 1475480 | Schedule-it Pty Ltd | Broadacre solution | 3200 | Schedule-it's Broadacre Solution is a complete environmental monitoring unit for all broadacre crops. It combines a multi-depth soil moisture probe, a canopy sensor measuring ambient temperature and humidity, and a smart rain gauge for accurate rainfall, with telemetry for real-time connectivity, powered by a solar panel and battery for reliable field operation. It continuously monitors soil, crop and weather conditions, delivering live data to the grower's phone or PC and aligning directly with the Environmental Monitoring category by tracking on-farm conditions in real time. | Yes | no | <not provided> | Partially Eligible Bundle | Itemised component breakdown required and must be provided when the claim is lodged, in accordance with the Grant Opportunity Guidelines. Funding will only be assessed against eligible components. | Probe(s) Sensor(s) Rain Gauge Telemetry Unit
2565 | 1475480 | Schedule-it Pty Ltd | Outpost unit | 2950 | Schedule-it's Outpost Solution is a complete environmental monitoring unit built for dryland and remote country. It combines a canopy sensor measuring ambient temperature and humidity, a smart rain gauge for accurate rainfall, and telemetry for real-time connectivity, powered by a solar panel and battery for reliable operation. Ideal for cropping or grazing, it gives farmers and graziers live visibility of conditions in remote paddocks, including where they run stock, delivering data to their phone or PC and aligning with the Environmental Monitoring category in real time. | Yes | no | <not provided> | Eligible | Eligible for rebate funding. | N/A
2568 | 1475480 | Schedule-it Pty Ltd | soil moisture solution | 2600 | Schedule-it's Soil Moisture Solution is our basic entry unit and a great starting base. It combines a multi-depth soil moisture probe, telemetry for real-time connectivity, and a solar panel and battery for reliable, self-sufficient field operation. A simple, effective monitoring tool, it can be upgraded to any of our other units as your needs grow. It continuously monitors soil conditions and delivers live data to the grower's phone or PC, aligning with the Environmental Monitoring category by tracking on-farm conditions in real time. | Yes | no | <not provided> | Partially Eligible Bundle | Itemised component breakdown required and must be provided when the claim is lodged, in accordance with the Grant Opportunity Guidelines. Funding will only be assessed against eligible components. | Probe(s) Telemetry Unit
2570 | 1475480 | Schedule-it Pty Ltd | Irrigation valve monitoring solution set of 4 | 2400 | Schedule-it's Irrigation Valve Monitoring (set of 4) combines four valve pressure sensors, telemetry for real-time connectivity, and a solar panel and battery for reliable, self-sufficient operation. It monitors pressure at four valves, giving inline pressure, whether each valve has come on or off, high and low pressure alerts, and valve run time. A must for all orchards, it delivers live data and alerts to the grower's phone or PC, aligning with the Environmental Monitoring category by tracking irrigation conditions in real time. | Yes | no | <not provided> | Eligible | Eligible for rebate funding. | N/A
2573 | 1475480 | Schedule-it Pty Ltd | Channel height unit | 2200 | Schedule-it's Channel Height solution combines a channel height sensor, telemetry for real-time connectivity, and a solar panel and battery for reliable, self-sufficient operation. It measures channel height and gives real-time data on water levels, with notifications when a channel runs too high or too low, making it ideal for irrigation and irrigator channels. It delivers live data and alerts to the grower's phone or PC, aligning with the Environmental Monitoring category by tracking conditions in real time. | Yes | no | <not provided> | Eligible | Eligible for rebate funding. | N/A
2574 | 1475480 | Schedule-it Pty Ltd | Tank level unit | 2200 | Schedule-it's Tank Level solution combines a tank level sensor, telemetry for real-time connectivity, and a solar panel and battery for reliable, self-sufficient operation. It measures tank level and the volume of water in the tank, giving real-time data with notifications when levels run too high or too low. It delivers live data and alerts to the grower's phone or PC, aligning with the Environmental Monitoring category by tracking conditions in real time. | Yes | no | <not provided> | Eligible | Eligible for rebate funding. | N/A
2571 | 1475480 | Schedule-it Pty Ltd | Irrigation valve monitoring solution set of 2 | 1800 | Schedule-it's Irrigation Valve Monitoring (set of 2) combines two valve pressure sensors, telemetry for real-time connectivity, and a solar panel and battery for reliable, self-sufficient operation. It monitors pressure at two valves, giving inline pressure, whether each valve has come on or off, high and low pressure alerts, and valve run time. A must for all orchards, it delivers live data and alerts to the grower's phone or PC, aligning with the Environmental Monitoring category by tracking irrigation conditions in real time. | Yes | no | <not provided> | Eligible | Eligible for rebate funding. | N/A
2572 | 1475480 | Schedule-it Pty Ltd | Irrigation valve monitoring solution each | 1300 | Schedule-it's Irrigation Valve Monitoring (single valve) combines a valve pressure sensor, telemetry for real-time connectivity, and a solar panel and battery for reliable, self-sufficient operation. It monitors pressure at the valve, giving inline pressure, whether the valve has come on or off, high and low pressure alerts, and valve run time. A must for all orchards, it delivers live data and alerts to the grower's phone or PC, aligning with the Environmental Monitoring category by tracking irrigation conditions in real time. | Yes | no | <not provided> | Eligible | Eligible for rebate funding. | N/A
2569 | 1475480 | Schedule-it Pty Ltd | smart rain gauge | 1250 | Schedule-it's Smart Rain Gauge is a standalone environmental monitoring unit with a rain gauge accurate to 0.26mm, telemetry for real-time connectivity, and a solar panel and battery for reliable, self-sufficient operation. Scatter them across a farm or farms and you'll receive notifications showing when rain starts and stops at each unit and exactly how much has fallen, saving time-poor farmers time and money. It delivers live data and rainfall records to your phone or PC, aligning with the Environmental Monitoring category by tracking conditions in real time. | Yes | no | <not provided> | Eligible Bundle | Itemised component breakdown required and must be provided when the claim is lodged, in accordance with the Grant Opportunity Guidelines. | N/A
1449 | 1473515 | SENSE MY FARM PTY LTD | Weather Station - ENV102 | 5600 | Rainfall (Piezoelectric sensor), Temperature, humidity, wind speed, wind direction, barometric pressure. Solar-powered and has chargeable batteries backup lasting up to 7 days. Reports every 30min. | Yes | Yes | In Person and Online method | Eligible | Eligible for rebate funding. | N/A
1454 | 1473515 | SENSE MY FARM PTY LTD | Fuel Level Sensor - FLS101 | 1540 | sensor designed for highly accurate and safe liquid monitoring in hazardous environments. | Yes | Yes | In Person and Online method | Eligible | Eligible for rebate funding. | N/A
1453 | 1473515 | SENSE MY FARM PTY LTD | Soil Moisture Sensor - SMS101 | 1400 | Measure soil moisture, temperature and electrical conductivity. Reports every 30min. | Yes | Yes | In Person and Online method | Eligible | Eligible for rebate funding. | N/A
1448 | 1473515 | SENSE MY FARM PTY LTD | Electric fence monitor - FNC101 | 1300 | Monitor electric fence voltage. Reports every 10min. | Yes | Yes | In Person and Online method | Eligible | Eligible for rebate funding. | N/A
1447 | 1473515 | SENSE MY FARM PTY LTD | Tank Level monitor -Submersible - LVL101 | 1250 | Tank level sensor. Reports every 30min. | Yes | Yes | In Person and Online method | Eligible | Eligible for rebate funding. | N/A
1446 | 1473515 | SENSE MY FARM PTY LTD | Ultrasonic flow meter - UFM101 | 1200 | Remotely monitor daily water usage. 10 year battery with one transmission per day. Installed in any position and orientation. Reports every 24hrs | Yes | Yes | In Person and Online method | Eligible | Eligible for rebate funding. | N/A
1450 | 1473515 | SENSE MY FARM PTY LTD | Pipe Pressure Sensor - PPS101 | 1100 | Measure pipe pressure in harsh environment. Reports every 30min. | Yes | Yes | In Person and Online method | Eligible | Eligible for rebate funding. | N/A
1452 | 1473515 | SENSE MY FARM PTY LTD | Outdoor Asset Tracker - TRK103 | 850 | Track your side by side and other mobile assets. Reports every 30min. | Yes | Yes | In Person and Online method | Eligible | Eligible for rebate funding. | N/A
1451 | 1473515 | SENSE MY FARM PTY LTD | Smart Current Sensor - SCS101 | 800 | Monitor pump current draw. See how long pump operates every day. Reports every 10min | Yes | Yes | In Person and Online method | Eligible | Eligible for rebate funding. | N/A
1445 | 1473515 | SENSE MY FARM PTY LTD | Cattle GPS eartag - TRK101 | 299 | Includes: - LORAWAN comms - GPS ear tag with solar panel and battery - Position reporting every hour - 5 year license on website and mobile app - Movement tracking - Grazing heatmap - Sedentary alert - Virtual fencing with alerts - No subscriptions | Yes | Yes | In Person and Online method | Eligible | Eligible for rebate funding. | N/A
8429 | 1475030 | Smithtek Pty Ltd | TH03s Series Temperature and RH Modbus Module | 900 | TH03S Temperature & Humidity Sensor (RS485 Modbus) The TH03S Temperature & Humidity Sensor is a compact environmental monitoring device designed for measuring temperature and relative humidity in industrial and commercial applications. Featuring Modbus RTU communication over RS485, it integrates directly with PLCs, RTUs, telemetry systems, and SCADA platforms. With low power consumption and reliable operation, the TH03S provides accurate environmental data for applications including buildings, pump stations, equipment shelters, agricultural monitoring, and remote telemetry installations. | Yes | No | Where professional installation or training is required, Smithtek can provide support through a combination of remote assistance, phone support, online training sessions and instructional videos. Comprehensive manuals, wiring diagrams, datasheets and quick-start guides are supplied with our products. In-house and remote training can also be provided to ensure users are confident in the operation and management of their system. | Eligible | Eligible for rebate funding. | N/A
8424 | 1475030 | Smithtek Pty Ltd | 10 Meter 4 20mA Level Sensor | 690 | The 4–20mA Submersible Tank Level Sensor is designed for continuous measurement of liquid levels in tanks, bores, wells, and reservoirs. Installed directly into the liquid, the sensor converts hydrostatic pressure into a reliable 4–20mA output signal that can be connected to PLCs, RTUs, telemetry systems, and SCADA platforms. Its robust construction makes it suitable for long-term deployment in water and wastewater applications, providing accurate level monitoring with minimal maintenance. | Yes | No | Where professional installation or training is required, Smithtek can provide support through a combination of remote assistance, phone support, online training sessions and instructional videos. Comprehensive manuals, wiring diagrams, datasheets and quick-start guides are supplied with our products. In-house and remote training can also be provided to ensure users are confident in the operation and management of their system. | Eligible | Eligible for rebate funding. | N/A
8423 | 1475030 | Smithtek Pty Ltd | 5 Meter 4 20mA Level Sensor | 450 | The 4–20mA Submersible Tank Level Sensor is designed for continuous measurement of liquid levels in tanks, bores, wells, and reservoirs. Installed directly into the liquid, the sensor converts hydrostatic pressure into a reliable 4–20mA output signal that can be connected to PLCs, RTUs, telemetry systems, and SCADA platforms. Its robust construction makes it suitable for long-term deployment in water and wastewater applications, providing accurate level monitoring with minimal maintenance. | Yes | No | Where professional installation or training is required, Smithtek can provide support through a combination of remote assistance, phone support, online training sessions and instructional videos. Comprehensive manuals, wiring diagrams, datasheets and quick-start guides are supplied with our products. In-house and remote training can also be provided to ensure users are confident in the operation and management of their system. | Eligible | Eligible for rebate funding. | N/A
8425 | 1475030 | Smithtek Pty Ltd | 10 Meter Modbus Level Sensor | 220 | Low Power Modbus Submersible Tank Level Sensor is designed for continuous measurement of liquid levels in tanks, bores, wells, and reservoirs. Installed directly into the liquid, the sensor converts hydrostatic pressure into a reliable 4–20mA output signal that can be connected to PLCs, RTUs, telemetry systems, and SCADA platforms. Its robust construction makes it suitable for long-term deployment in water and wastewater applications, providing accurate level monitoring with minimal maintenance. | Yes | No | Where professional installation or training is required, Smithtek can provide support through a combination of remote assistance, phone support, online training sessions and instructional videos. Comprehensive manuals, wiring diagrams, datasheets and quick-start guides are supplied with our products. In-house and remote training can also be provided to ensure users are confident in the operation and management of their system. | Eligible | Eligible for rebate funding. | N/A
8426 | 1475030 | Smithtek Pty Ltd | 6mpa 4 20mA/Modbus - 1/4 BSP Pressure Sensor | 150 | 4–20mA Pressure Sensor (0–6MPa, 1/4" BSP) The 0–6MPa Pressure Sensor is designed for accurate pressure measurement in water, industrial, and process applications. Featuring a 1/4" BSP process connection, the sensor provides a reliable 4–20mA output for integration with PLCs, RTUs, telemetry systems, and SCADA platforms. Its robust stainless steel construction makes it suitable for demanding environments where dependable pressure monitoring is required. | Yes | No | Where professional installation or training is required, Smithtek can provide support through a combination of remote assistance, phone support, online training sessions and instructional videos. Comprehensive manuals, wiring diagrams, datasheets and quick-start guides are supplied with our products. In-house and remote training can also be provided to ensure users are confident in the operation and management of their system. | Eligible | Eligible for rebate funding. | N/A
8427 | 1475030 | Smithtek Pty Ltd | RS485 Modbus Pressure Sensor (0–6MPa, 1/4" BSP) | 150 | RS485 Modbus Pressure Sensor (0–6MPa, 1/4" BSP) The 0–6MPa RS485 Modbus Pressure Sensor provides accurate digital pressure measurement for industrial and remote monitoring applications. Featuring a 1/4" BSP process connection and Modbus RTU communication over RS485, it allows direct integration with PLCs, RTUs, telemetry devices, and SCADA systems without the need for analogue inputs. Designed for reliable operation in harsh environments, it offers stable pressure monitoring and simplified multi-device networking over long cable distances. | Yes | No | Where professional installation or training is required, Smithtek can provide support through a combination of remote assistance, phone support, online training sessions and instructional videos. Comprehensive manuals, wiring diagrams, datasheets and quick-start guides are supplied with our products. In-house and remote training can also be provided to ensure users are confident in the operation and management of their system. | Eligible | Eligible for rebate funding. | N/A
8428 | 1475030 | Smithtek Pty Ltd | THX Series Temperature and RH Modbus Module LCD | 150 | THX Temperature & Humidity Sensor (LCD Display) The THX Temperature & Humidity Sensor provides reliable environmental monitoring with a clear integrated LCD display for local viewing of real-time measurements. Supporting Modbus RTU over RS485, the sensor can be easily integrated with PLCs, RTUs, telemetry systems, and SCADA platforms for remote monitoring and data collection. Suitable for indoor and outdoor applications, the THX measures both temperature and relative humidity with low power consumption and long-distance RS485 communication capability. | Yes | No | Where professional installation or training is required, Smithtek can provide support through a combination of remote assistance, phone support, online training sessions and instructional videos. Comprehensive manuals, wiring diagrams, datasheets and quick-start guides are supplied with our products. In-house and remote training can also be provided to ensure users are confident in the operation and management of their system. | Eligible | Eligible for rebate funding. | N/A
2947 | 1475494 | The Southwest Pumps & Solar Unit Trust | AC-DAV-KIT | 1349 | Farmbot x Davis Connection Kit | Yes | No | N/A | Eligible | Eligible for rebate funding. | N/A
2996 | 1475494 | The Southwest Pumps & Solar Unit Trust | DAV-VANTP2 | 1204.5 | Wireless Vantage Pro 2 Kit #6322AU | Yes | No | N/A | Eligible | Eligible for rebate funding. | N/A
3042 | 1475494 | The Southwest Pumps & Solar Unit Trust | SEN-RG | 249 | Farmbot Rain Gauge | Yes | No | N/A | Eligible | Eligible for rebate funding. | N/A
1383 | 1473993 | THE TRUSTEE FOR BJR FAMILY TRUST | Weather Station - All Sensors - Complete Monitoring Site | 6100 | Environmental Monitoring Weather: Weather Station Complete with all sensors and mounting kit - BushLinx 4G Telemetry, Temp/Humidity/Barometric Sensor, Wind Speed & Direction Sensor, Automatic Rain Gauge HQTB7 Sensor (High Spec), Tripod Mounting Stand+ 3YR WARRANTY | No | Yes | Phone call to organise a suitable installation time & onsite visit/training OR Microsoft Teams training/support if travel not required | Eligible Bundle | Itemised component breakdown required and must be provided when the claim is lodged, in accordance with the Grant Opportunity Guidelines. | N/A
1385 | 1473993 | THE TRUSTEE FOR BJR FAMILY TRUST | Water Level - Dam Storage - Complete Monitioring Site | 4000 | Environmental Monitoring Water: BushLinx 4G Telemetry, SDI12 C22 Radar Level Sensor 0-10m, Adjustable Mounting Arm 1200mm (Walkway attachment) + 3YR WARRANTY | No | Yes | Phone call to organise a suitable installation time & onsite visit/training OR Microsoft Teams training/support if travel not required | Eligible | Eligible for rebate funding. | N/A
1387 | 1473993 | THE TRUSTEE FOR BJR FAMILY TRUST | Soil Moisture + Rain Gauge Package - Complete Monitoring Site | 3340 | Environmental Monitoring Soil Moisture + Weather: BushLinx 4G Telemetry (complete logger), EnviroPro 80cm capacitance probe, 5m cable & connector, Automatic Rain Gauge, Incl. mounting hardware.+ 3YR WARRANTY | Yes | Yes | Phone call to organise a suitable installation time & onsite visit/training OR Microsoft Teams training/support if travel not required | Partially Eligible Bundle | Itemised component breakdown required and must be provided when the claim is lodged, in accordance with the Grant Opportunity Guidelines. Funding will only be assessed against eligible components. | Telemetry Unit, Probe(s) Cabling Rain Gauge
1386 | 1473993 | THE TRUSTEE FOR BJR FAMILY TRUST | Soil Moisture Package - Complete Monitoring Site | 2990 | Environmental Monitoring Soil Moisture: BushLinx 4G Telemetry (complete logger), EnviroPro 80cm capacitance probe, 5m cable & connector, Incl. mounting hardware.+ 3YR WARRANTY | Yes | Yes | Phone call to organise a suitable installation time & onsite visit/training OR Microsoft Teams training/support if travel not required | Partially Eligible Bundle | Itemised component breakdown required and must be provided when the claim is lodged, in accordance with the Grant Opportunity Guidelines. Funding will only be assessed against eligible components. | Telemetry Unit, Probe(s) Cabling
1384 | 1473993 | THE TRUSTEE FOR BJR FAMILY TRUST | Water Level - Channel & Sumps - Complete Monitoring Site | 2800 | Environmental Monitoring Water: Monitoring Site Complete - BushLinx 4G Telemetry, Water Level Sensor 0-3m, Stainless Steel Mounting Kit and 0-100cm Gauge Board calibration + 3YR WARRANTY | Yes | Yes | Phone call to organise a suitable installation time & onsite visit/training OR Microsoft Teams training/support if travel not required | Eligible Bundle | Itemised component breakdown required and must be provided when the claim is lodged, in accordance with the Grant Opportunity Guidelines. | N/A
1388 | 1473993 | THE TRUSTEE FOR BJR FAMILY TRUST | Rainfall Monitoring Package - Complete Monitoring Site | 2600 | Environmental Monitoring Weather: Rain Gauge Site Complete with all sensors and mounting kit - BushLinx 4G Telemetry, Automatic Rain Gauge HQTB7 Sensor (High Spec), Tripod Mounting Stand + 3YR WARRANTY | No | Yes | Phone call to organise a suitable installation time & onsite visit/training OR Microsoft Teams training/support if travel not required | Eligible Bundle | Itemised component breakdown required and must be provided when the claim is lodged, in accordance with the Grant Opportunity Guidelines. | N/A
1374 | 1473993 | THE TRUSTEE FOR BJR FAMILY TRUST | Weather Sensor - Wind Speed & Direction Combo - Complete | 2500 | Add-On Sensor / Environmental Monitoring Weather: Complete 2x weather sensors - Wind Speed & Direction + Mounting Arms - Fully Alloy Sensor Housing & High Spec. - 2YR WARRANTY (Requires connection to BushLinx Logger) | No | Yes | Phone call to organise a suitable installation time & onsite visit/training OR Microsoft Teams training/support if travel not required | Partially Eligible Bundle | Itemised component breakdown required and must be provided when the claim is lodged, in accordance with the Grant Opportunity Guidelines. Funding will only be assessed against eligible components. | Sensor(s)
1375 | 1473993 | THE TRUSTEE FOR BJR FAMILY TRUST | Weather Sensor - Wind Speed & Direction Combo - Ultrasonic Complete | 1900 | Add-On Sensor / Environmental Monitoring Weather: Complete 1x ultrasonic weather sensor - Wind Speed & Direction + Mounting - High Spec. - 2YR WARRANTY (Requires connection to BushLinx Logger) | Yes | Yes | Phone call to organise a suitable installation time & onsite visit/training OR Microsoft Teams training/support if travel not required | Partially Eligible Bundle | Itemised component breakdown required and must be provided when the claim is lodged, in accordance with the Grant Opportunity Guidelines. Funding will only be assessed against eligible components. | Sensor(s)
1381 | 1473993 | THE TRUSTEE FOR BJR FAMILY TRUST | Radar Level Sensor 0-15m & 5m Cable - SDI12 | 1800 | Add-On Sensor / Environmental Monitoring Water: Radar Level is the ideal sensor for non-contact level measurement in simple applications where a high degree of protection is required. Protection Rating IP66/IP68 (3 bar), Type 6P. Suitable for Pump Station Sumps & Dam Storage that have walkway mounting (Requires connection to BushLinx Logger)+ 2YR WARRANTY | No | Yes | Phone call to organise a suitable installation time & onsite visit/training OR Microsoft Teams training/support if travel not required | Eligible | Eligible for rebate funding. | N/A
1366 | 1473993 | THE TRUSTEE FOR BJR FAMILY TRUST | Enviropro EP120 soil moisture | 1700 | Add-On Sensor / Environmental Monitoring Soil Moisture: Enviropro 0-120cm - 12x sensor capacitance probe - soil moisture & temperature + 5m cable - 5YR WARRANTY (Requires connection to BushLinx Logger) | Yes | Yes | Phone call to organise a suitable installation time & onsite visit/training OR Microsoft Teams training/support if travel not required | Eligible | Eligible for rebate funding. | N/A
1378 | 1473993 | THE TRUSTEE FOR BJR FAMILY TRUST | Stem Dendrometer / Pivot Type (5-40mm) - DPS40/SDI12 | 1200 | Add-On Sensor / Enviromental Monitoring Weather: Pivot dendrometers are engineered for quick and reliable installation, attaching securely to the stem using a spring-loaded lever clamp. The DPS40 Pivot Stem Dendrometer is a high-resolution, pivot-based sensor designed for monitoring stem diameter changes in stems ranging from 5 mm to 40 mm in diameter. Its position sensor incorporates a precisely engineered bearing that minimizes the effects of temperature fluctuations and axial forces, ensuring accurate and stable measurements. (Connect to BushLinx Logger) + 2YR WARRANTY | Yes | Yes | Phone call to organise a suitable installation time & onsite visit/training OR Microsoft Teams training/support if travel not required | Eligible | Eligible for rebate funding. | N/A
1365 | 1473993 | THE TRUSTEE FOR BJR FAMILY TRUST | Enviropro EP80 soil moisture | 1050 | Add-On Sensor / Environmental Monitoring Soil Moisture: Enviropro 0-80cm - 8x sensor capacitance probe - soil moisture & temperature + 5m cable - 5YR WARRANTY (Requires connection to BushLinx Logger) | Yes | Yes | Phone call to organise a suitable installation time & onsite visit/training OR Microsoft Teams training/support if travel not required | Eligible | Eligible for rebate funding. | N/A
1364 | 1473993 | THE TRUSTEE FOR BJR FAMILY TRUST | Enviropro EP40 soil moisture | 950 | Add-On Sensor / Environmental Monitoring Soil Moisture: Enviropro 0-40cm - 4x sensor capacitance probe - soil moisture & temperature +5m cable - 5YR WARRANTY (Requires connection to BushLinx Logger) | Yes | Yes | Phone call to organise a suitable installation time & onsite visit/training OR Microsoft Teams training/support if travel not required | Eligible | Eligible for rebate funding. | N/A
1373 | 1473993 | THE TRUSTEE FOR BJR FAMILY TRUST | Weather Sensor - Temp/Humidity/Barometric - Complete | 850 | Add-On Sensor / Environmental Monitoring Weather: Complete weather sensor - Temp/Humidity/Barometric Pressure and shield screen - High Spec. - 2YR WARRANTY (Requires connection to BushLinx Logger) | Yes | Yes | Phone call to organise a suitable installation time & onsite visit/training OR Microsoft Teams training/support if travel not required | Eligible | Eligible for rebate funding. | N/A
1376 | 1473993 | THE TRUSTEE FOR BJR FAMILY TRUST | Automatic - Rain Gauge - HQTB7 (Double Tip Spoon/High Spec) | 650 | Add-On Sensor / Environmental Monitoring Weather: Automatic Tipping Rain Gauge & Stainless Bird Spikes TB702 - double tipping spoon, 0.2mm per tip, 5m cable (High Spec for long term accuracy & reliability & robust UV-resistant).Flow rate 0-200 mm/hr + 3YR WARRANTY (Requires connection to BushLinx Logger) - Rain Gauge best suited to Weather Stations | Yes | Yes | Phone call to organise a suitable installation time & onsite visit/training OR Microsoft Teams training/support if travel not required | Eligible | Eligible for rebate funding. | N/A
1379 | 1473993 | THE TRUSTEE FOR BJR FAMILY TRUST | Water Level Sensor 0-3m | 650 | Add-On Sensor / Environmental Monitoring Water: Pressure Transducer subsurface water level sensor SDI12 with 5m vented cable water height range 0-3m (Requires connection to BushLinx Logger) + 2YR WARRANTY | Yes | Yes | Phone call to organise a suitable installation time & onsite visit/training OR Microsoft Teams training/support if travel not required | Eligible | Eligible for rebate funding. | N/A
1380 | 1473993 | THE TRUSTEE FOR BJR FAMILY TRUST | Water Level Sensor 0-5m | 650 | Add-On Sensor /Environmental Monitoring Water: Pressure Transducer subsurface water level sensor SDI12 with 10m vented cable water height range 0-5m (Requires connection to BushLinx Logger)+ 2YR WARRANTY | Yes | Yes | Phone call to organise a suitable installation time & onsite visit/training OR Microsoft Teams training/support if travel not required | Eligible | Eligible for rebate funding. | N/A
1370 | 1473993 | THE TRUSTEE FOR BJR FAMILY TRUST | Irrometer Tensiometer RSU-C Sensor (0-100kPa) | 500 | Add-On Sensor / EnvironmentalMonitoring Soil Moisture: Vacuum pressure sensor compatible with Irrometer Tensiometers, provides an automatic tension kPa measurement when connected to BushLinx Logger. Brass Conversion Tee to allow sensor & gauge connection for field. 2YR WARRANTY (Requires connection to BushLinx Logger) | No | Yes | Phone call to organise a suitable installation time & onsite visit/training OR Microsoft Teams training/support if travel not required | Eligible | Eligible for rebate funding. | N/A
1382 | 1473993 | THE TRUSTEE FOR BJR FAMILY TRUST | Vacuum Sensor 4-20mA / 0-160kPa & 10m Cable | 500 | Add-On Sensor / Environmental Monitoring Water: Vacuum Sensor 4-20mA / 0-160kPa & 10m Cable to environmentally monitor pump site pressure (Requires connection to BushLinx Logger) + 2YR WARRANTY | No | Yes | Phone call to organise a suitable installation time & onsite visit/training OR Microsoft Teams training/support if travel not required | Eligible | Eligible for rebate funding. | N/A
1368 | 1473993 | THE TRUSTEE FOR BJR FAMILY TRUST | TDR single sensor | 450 | Add-On Sensor / Environmental Monitoring Soil Moisture: 1x sensor TDR probe - soil moisture / soil temp / bulk EC / pore water conductivity & 5m cable - 2YR WARRANTY (Requires connection to BushLinx Logger) | Yes | Yes | Phone call to organise a suitable installation time & onsite visit/training OR Microsoft Teams training/support if travel not required | Eligible | Eligible for rebate funding. | N/A
1369 | 1473993 | THE TRUSTEE FOR BJR FAMILY TRUST | Irrometer Tensiometer SR 45cm | 320 | Environmental Monitoring Soil Moisture: Single Depth - Ceremic Sensor (0-100kPa) The instrument measures kilopascals (kPa) of soil water tension. This value represents the energy a plant’s root system used to draw water from the soil. 12MTH WARRANTY - No Telemetry Required. | Yes | Yes | Phone call to organise a suitable installation time & onsite visit/training OR Microsoft Teams training/support if travel not required | Eligible | Eligible for rebate funding. | N/A
1377 | 1473993 | THE TRUSTEE FOR BJR FAMILY TRUST | Automatic - Rain Gauge - Davis RG (Single Tip Spoon/In Crop) | 320 | Add-On Sensor / Enviromental Monitoring Weather: Automatic Tipping Rain Gauge & Stainless Bird Spikes - double tipping spoon, 0.2mm per tip, 5m cable & UV-resistant & 2YR WARRANTY (Requires connection to BushLinx Logger) - Rain Gauge best suited to in-crop monitoring. | Yes | Yes | Phone call to organise a suitable installation time & onsite visit/training OR Microsoft Teams training/support if travel not required | Eligible | Eligible for rebate funding. | N/A
1367 | 1473993 | THE TRUSTEE FOR BJR FAMILY TRUST | SM1 single sensor | 220 | Add-On Sensor / Environmental Monitoring Soil Moisture: 1x sensor capacitance probe - soil moisture & temperature +5m cable- 2YR WARRANTY (Requires connection to BushLinx Logger) | Yes | Yes | Phone call to organise a suitable installation time & onsite visit/training OR Microsoft Teams training/support if travel not required | Eligible | Eligible for rebate funding. | N/A
1372 | 1473993 | THE TRUSTEE FOR BJR FAMILY TRUST | Cable 3 Core shielded - Cable Extensions (per m) | 4 | Sensor Connectivity Equipment: Allows cable extensions for additional sensors (SDI12) to be connected to the same BushLinx Logger (Requires connection to BushLinx Logger) | Yes | Yes | Phone call to organise a suitable installation time & onsite visit/training OR Microsoft Teams training/support if travel not required | Eligible | Eligible for rebate funding. | N/A
1023 | 1474902 | The Trustee for DR & SM Hill Trust | NB+ 5 BT probe (120cm TriSCAN) + 3 years IrriMAX Live + SIM Card/Data Plan for x3 years | 12145.3571 | Nexus Blue is an efficient, low-cost Data Transmission Unit (DTU) connected to 5 x 120cm Drill and Drop Probe (soil moisture, temperature and electrical conductivity). Package includes 3 years data plan and subscription to IrriMax Live plus sim card. | No | Yes | Installation and training will be provided by Integrated Agronomy (DR & SM Hill Trust) | Partially Eligible Bundle | Itemised component breakdown required and must be provided when the claim is lodged, in accordance with the Grant Opportunity Guidelines. Funding will only be assessed against eligible components. | Nexus Blue unit, probe
1018 | 1474902 | The Trustee for DR & SM Hill Trust | NB+ 5 BT probe (120cm Moist+Temp) + 3 years IrriMAX Live + SIM Card/Data Plan for x3 years | 10730.3571 | Nexus Blue is an efficient, low-cost Data Transmission Unit (DTU) connected to 5 x 120cm Drill and Drop Probe (soil moisture and temperature). Package includes 3 years data plan and subscription to IrriMax Live plus sim card. | No | Yes | Installation and training will be provided by Integrated Agronomy (DR & SM Hill Trust) | Partially Eligible Bundle | Itemised component breakdown required and must be provided when the claim is lodged, in accordance with the Grant Opportunity Guidelines. Funding will only be assessed against eligible components. | Nexus Blue unit, probe
1013 | 1474902 | The Trustee for DR & SM Hill Trust | NB+ 5 BT probe (90cm TriSCAN) + 3 years IrriMAX Live + SIM Card/Data Plan for x3 years | 10613.7143 | Nexus Blue is an efficient, low-cost Data Transmission Unit (DTU) connected to 5 x 90cm Drill and Drop Probe (soil moisture, temperature and electrical conductivity). Package includes 3 years data plan and subscription to IrriMax Live plus sim card. | No | Yes | Installation and training will be provided by Integrated Agronomy (DR & SM Hill Trust) | Partially Eligible Bundle | Itemised component breakdown required and must be provided when the claim is lodged, in accordance with the Grant Opportunity Guidelines. Funding will only be assessed against eligible components. | Nexus Blue unit, probe
1022 | 1474902 | The Trustee for DR & SM Hill Trust | NB+ 4 BT probe (120cm TriSCAN) + 3 years IrriMAX Live + SIM Card/Data Plan for x3 years | 9986.2857 | Nexus Blue is an efficient, low-cost Data Transmission Unit (DTU) connected to 4 x 120cm Drill and Drop Probe (soil moisture, temperature and electrical conductivity). Package includes 3 years data plan and subscription to IrriMax Live plus sim card. | No | Yes | Installation and training will be provided by Integrated Agronomy (DR & SM Hill Trust) | Partially Eligible Bundle | Itemised component breakdown required and must be provided when the claim is lodged, in accordance with the Grant Opportunity Guidelines. Funding will only be assessed against eligible components. | Nexus Blue unit, probe
1008 | 1474902 | The Trustee for DR & SM Hill Trust | NB+ 5 BT probe (90cm Moist+Temp) + 3 years IrriMAX Live + SIM Card/Data Plan for x3 years | 9392.4286 | Nexus Blue is an efficient, low-cost Data Transmission Unit (DTU) connected to 5 x 90cm Drill and Drop Probe (soil moisture and temperature). Package includes 3 years data plan and subscription to IrriMax Live plus sim card. | No | Yes | Installation and training will be provided by Integrated Agronomy (DR & SM Hill Trust) | Partially Eligible Bundle | Itemised component breakdown required and must be provided when the claim is lodged, in accordance with the Grant Opportunity Guidelines. Funding will only be assessed against eligible components. | Nexus Blue unit, probe
1003 | 1474902 | The Trustee for DR & SM Hill Trust | NB+ 5 BT probe (60cm TriSCAN) + 3 years IrriMAX Live + SIM Card/Data Plan for x3 years | 9078.9286 | Nexus Blue is an efficient, low-cost Data Transmission Unit (DTU) connected to 5 x 60cm Drill and Drop Probe (soil moisture, temperature and electrical conductivity). Package includes 3 years data plan and subscription to IrriMax Live plus sim card. | No | Yes | Installation and training will be provided by Integrated Agronomy (DR & SM Hill Trust) | Partially Eligible Bundle | Itemised component breakdown required and must be provided when the claim is lodged, in accordance with the Grant Opportunity Guidelines. Funding will only be assessed against eligible components. | Nexus Blue unit, probe
1017 | 1474902 | The Trustee for DR & SM Hill Trust | NB+ 4 BT probe (120cm Moist+Temp) + 3 years IrriMAX Live + SIM Card/Data Plan for x3 years | 8854.2857 | Nexus Blue is an efficient, low-cost Data Transmission Unit (DTU) connected to 4 x 120cm Drill and Drop Probe (soil moisture and temperature). Package includes 3 years data plan and subscription to IrriMax Live plus sim card. | No | Yes | Installation and training will be provided by Integrated Agronomy (DR & SM Hill Trust) | Partially Eligible Bundle | Itemised component breakdown required and must be provided when the claim is lodged, in accordance with the Grant Opportunity Guidelines. Funding will only be assessed against eligible components. | Nexus Blue unit, probe
1012 | 1474902 | The Trustee for DR & SM Hill Trust | NB+ 4 BT probe (90cm TriSCAN) + 3 years IrriMAX Live + SIM Card/Data Plan for x3 years | 8760.9714 | Nexus Blue is an efficient, low-cost Data Transmission Unit (DTU) connected to 4 x 90cm Drill and Drop Probe (soil moisture, temperature and electrical conductivity). Package includes 3 years data plan and subscription to IrriMax Live plus sim card. | No | Yes | Installation and training will be provided by Integrated Agronomy (DR & SM Hill Trust) | Partially Eligible Bundle | Itemised component breakdown required and must be provided when the claim is lodged, in accordance with the Grant Opportunity Guidelines. Funding will only be assessed against eligible components. | Nexus Blue unit, probe
998 | 1474902 | The Trustee for DR & SM Hill Trust | NB+ 5 BT probe (60cm Moist+Temp) + 3 years IrriMAX Live + SIM Card/Data Plan for x3 years | 8052.2143 | Nexus Blue is an efficient, low-cost Data Transmission Unit (DTU) connected to 5 x 60cm Drill and Drop Probe (soil moisture and temperature). Package includes 3 years data plan and subscription to IrriMax Live plus sim card. | No | Yes | Installation and training will be provided by Integrated Agronomy (DR & SM Hill Trust) | Partially Eligible Bundle | Itemised component breakdown required and must be provided when the claim is lodged, in accordance with the Grant Opportunity Guidelines. Funding will only be assessed against eligible components. | Nexus Blue unit, probe
1021 | 1474902 | The Trustee for DR & SM Hill Trust | NB+ 3 BT probe (120cm TriSCAN) + 3 years IrriMAX Live + SIM Card/Data Plan for x3 years | 7827.2143 | Nexus Blue is an efficient, low-cost Data Transmission Unit (DTU) connected to 3 x 120cm Drill and Drop Probe (soil moisture, temperature and electrical conductivity). Package includes 3 years data plan and subscription to IrriMax Live plus sim card. | No | Yes | Installation and training will be provided by Integrated Agronomy (DR & SM Hill Trust) | Partially Eligible Bundle | Itemised component breakdown required and must be provided when the claim is lodged, in accordance with the Grant Opportunity Guidelines. Funding will only be assessed against eligible components. | Nexus Blue unit, probe
1007 | 1474902 | The Trustee for DR & SM Hill Trust | NB+ 4 BT probe (90cm Moist+Temp) + 3 years IrriMAX Live + SIM Card/Data Plan for x3 years | 7783.9429 | Nexus Blue is an efficient, low-cost Data Transmission Unit (DTU) connected to 4 x 90cm Drill and Drop Probe (soil moisture and temperature). Package includes 3 years data plan and subscription to IrriMax Live plus sim card. | No | Yes | Installation and training will be provided by Integrated Agronomy (DR & SM Hill Trust) | Partially Eligible Bundle | Itemised component breakdown required and must be provided when the claim is lodged, in accordance with the Grant Opportunity Guidelines. Funding will only be assessed against eligible components. | Nexus Blue unit, probe
1002 | 1474902 | The Trustee for DR & SM Hill Trust | NB+ 4 BT probe (60cm TriSCAN) + 3 years IrriMAX Live + SIM Card/Data Plan for x3 years | 7533.1429 | Nexus Blue is an efficient, low-cost Data Transmission Unit (DTU) connected to 4 x 60cm Drill and Drop Probe (soil moisture, temperature and electrical conductivity). Package includes 3 years data plan and subscription to IrriMax Live plus sim card. | No | Yes | Installation and training will be provided by Integrated Agronomy (DR & SM Hill Trust) | Partially Eligible Bundle | Itemised component breakdown required and must be provided when the claim is lodged, in accordance with the Grant Opportunity Guidelines. Funding will only be assessed against eligible components. | Nexus Blue unit, probe
993 | 1474902 | The Trustee for DR & SM Hill Trust | NB+ 5 BT probe (30cm TriSCAN) + 3 years IrriMAX Live + SIM Card/Data Plan for x3 years | 7416.2143 | Nexus Blue is an efficient, low-cost Data Transmission Unit (DTU) connected to 4 x 30cm Drill and Drop Probe (soil moisture, temperature and electrical conductivity). Package includes 3 years data plan and subscription to IrriMax Live plus sim card. | No | Yes | Installation and training will be provided by Integrated Agronomy (DR & SM Hill Trust) | Partially Eligible Bundle | Itemised component breakdown required and must be provided when the claim is lodged, in accordance with the Grant Opportunity Guidelines. Funding will only be assessed against eligible components. | Nexus Blue unit, probe
1016 | 1474902 | The Trustee for DR & SM Hill Trust | NB+ 3 BT probe (120cm Moist+Temp) + 3 years IrriMAX Live + SIM Card/Data Plan for x3 years | 6978.2143 | Nexus Blue is an efficient, low-cost Data Transmission Unit (DTU) connected to 3 x 120cm Drill and Drop Probe (soil moisture and temperature). Package includes 3 years data plan and subscription to IrriMax Live plus sim card. | No | Yes | Installation and training will be provided by Integrated Agronomy (DR & SM Hill Trust) | Partially Eligible Bundle | Itemised component breakdown required and must be provided when the claim is lodged, in accordance with the Grant Opportunity Guidelines. Funding will only be assessed against eligible components. | Nexus Blue unit, probe
1011 | 1474902 | The Trustee for DR & SM Hill Trust | NB+ 3 BT probe (90 TriSCAN) + 3 years IrriMAX Live + SIM Card/Data Plan for x3 years | 6908.2286 | Nexus Blue is an efficient, low-cost Data Transmission Unit (DTU) connected to 3 x 90cm Drill and Drop Probe (soil moisture, temperature and electrical conductivity). Package includes 3 years data plan and subscription to IrriMax Live plus sim card. | No | Yes | Installation and training will be provided by Integrated Agronomy (DR & SM Hill Trust) | Partially Eligible Bundle | Itemised component breakdown required and must be provided when the claim is lodged, in accordance with the Grant Opportunity Guidelines. Funding will only be assessed against eligible components. | Nexus Blue unit, probe
988 | 1474902 | The Trustee for DR & SM Hill Trust | NB+ 5 BT probe (30cm Moist+Temp) + 3 years IrriMAX Live + SIM Card/Data Plan for x3 years | 6734.7857 | Nexus Blue is an efficient, low-cost Data Transmission Unit (DTU) connected to 5 x 30cm Drill and Drop Probe (soil moisture and temperature). Package includes 3 years data plan and subscription to IrriMax Live plus sim card. | No | Yes | Installation and training will be provided by Integrated Agronomy (DR & SM Hill Trust) | Partially Eligible Bundle | Itemised component breakdown required and must be provided when the claim is lodged, in accordance with the Grant Opportunity Guidelines. Funding will only be assessed against eligible components. | Nexus Blue unit, probe
997 | 1474902 | The Trustee for DR & SM Hill Trust | NB+ 4 BT probe (60cm Moist+Temp) + 3 years IrriMAX Live + SIM Card/Data Plan for x3 years | 6711.7714 | Nexus Blue is an efficient, low-cost Data Transmission Unit (DTU) connected to 4 x 60cm Drill and Drop Probe (soil moisture and temperature). Package includes 3 years data plan and subscription to IrriMax Live plus sim card. | No | Yes | Installation and training will be provided by Integrated Agronomy (DR & SM Hill Trust) | Partially Eligible Bundle | Itemised component breakdown required and must be provided when the claim is lodged, in accordance with the Grant Opportunity Guidelines. Funding will only be assessed against eligible components. | Nexus Blue unit, probe
992 | 1474902 | The Trustee for DR & SM Hill Trust | NB+ 4 BT probe (30cm TriSCAN) + 3 years IrriMAX Live + SIM Card/Data Plan for x3 years | 6202.9714 | Nexus Blue is an efficient, low-cost Data Transmission Unit (DTU) connected to 4 x 30cm Drill and Drop Probe (soil moisture, temperature and electrical conductivity). Package includes 3 years data plan and subscription to IrriMax Live plus sim card. | No | Yes | Installation and training will be provided by Integrated Agronomy (DR & SM Hill Trust) | Partially Eligible Bundle | Itemised component breakdown required and must be provided when the claim is lodged, in accordance with the Grant Opportunity Guidelines. Funding will only be assessed against eligible components. | Nexus Blue unit, probe
1006 | 1474902 | The Trustee for DR & SM Hill Trust | NB+ 3 BT probe (90cm Moist+Temp) + 3 years IrriMAX Live + SIM Card/Data Plan for x3 years | 6175.4571 | Nexus Blue is an efficient, low-cost Data Transmission Unit (DTU) connected to 3 x 90cm Drill and Drop Probe (soil moisture and temperature). Package includes 3 years data plan and subscription to IrriMax Live plus sim card. | No | Yes | Installation and training will be provided by Integrated Agronomy (DR & SM Hill Trust) | Partially Eligible Bundle | Itemised component breakdown required and must be provided when the claim is lodged, in accordance with the Grant Opportunity Guidelines. Funding will only be assessed against eligible components. | Nexus Blue unit, probe
1001 | 1474902 | The Trustee for DR & SM Hill Trust | NB+ 3 BT probe (60cm TriSCAN) + 3 years IrriMAX Live + SIM Card/Data Plan for x3 years | 5987.3571 | Nexus Blue is an efficient, low-cost Data Transmission Unit (DTU) connected to 3 x 60cm Drill and Drop Probe (soil moisture, temperature and electrical conductivity). Package includes 3 years data plan and subscription to IrriMax Live plus sim card. | No | Yes | Installation and training will be provided by Integrated Agronomy (DR & SM Hill Trust) | Partially Eligible Bundle | Itemised component breakdown required and must be provided when the claim is lodged, in accordance with the Grant Opportunity Guidelines. Funding will only be assessed against eligible components. | Nexus Blue unit, probe
1020 | 1474902 | The Trustee for DR & SM Hill Trust | NB+ 2 BT probe (120cm TriSCAN) + 3 years IrriMAX Live + SIM Card/Data Plan for x3 years | 5668.1429 | Nexus Blue is an efficient, low-cost Data Transmission Unit (DTU) connected to 2 x 120cm Drill and Drop Probe (soil moisture, temperature and electrical conductivity). Package includes 3 years data plan and subscription to IrriMax Live plus sim card. | No | Yes | Installation and training will be provided by Integrated Agronomy (DR & SM Hill Trust) | Partially Eligible Bundle | Itemised component breakdown required and must be provided when the claim is lodged, in accordance with the Grant Opportunity Guidelines. Funding will only be assessed against eligible components. | Nexus Blue unit, probe
987 | 1474902 | The Trustee for DR & SM Hill Trust | NB+ 4 BT probe (30cm Moist+Temp) + 3 years IrriMAX Live + SIM Card/Data Plan for x3 years | 5657.8286 | Nexus Blue is an efficient, low-cost Data Transmission Unit (DTU) connected to 4 x 30cm Drill and Drop Probe (soil moisture and temperature). Package includes 3 years data plan and subscription to IrriMax Live plus sim card. | No | Yes | Installation and training will be provided by Integrated Agronomy (DR & SM Hill Trust) | Partially Eligible Bundle | Itemised component breakdown required and must be provided when the claim is lodged, in accordance with the Grant Opportunity Guidelines. Funding will only be assessed against eligible components. | Nexus Blue unit, probe
996 | 1474902 | The Trustee for DR & SM Hill Trust | NB+ 3 BT probe (60cm Moist+Temp) + 3 years IrriMAX Live + SIM Card/Data Plan for x3 years | 5371.3286 | Nexus Blue is an efficient, low-cost Data Transmission Unit (DTU) connected to 3 x 60cm Drill and Drop Probe (soil moisture and temperature). Package includes 3 years data plan and subscription to IrriMax Live plus sim card. | No | Yes | Installation and training will be provided by Integrated Agronomy (DR & SM Hill Trust) | Partially Eligible Bundle | Itemised component breakdown required and must be provided when the claim is lodged, in accordance with the Grant Opportunity Guidelines. Funding will only be assessed against eligible components. | Nexus Blue unit, probe
1015 | 1474902 | The Trustee for DR & SM Hill Trust | NB+ 2 BT probe (120cm Moist+Temp) + 3 years IrriMAX Live + SIM Card/Data Plan for x3 years | 5102.1429 | Nexus Blue is an efficient, low-cost Data Transmission Unit (DTU) connected to 2 x 120cm Drill and Drop Probe (soil moisture and temperature). Package includes 3 years data plan and subscription to IrriMax Live plus sim card. | No | Yes | Installation and training will be provided by Integrated Agronomy (DR & SM Hill Trust) | Partially Eligible Bundle | Itemised component breakdown required and must be provided when the claim is lodged, in accordance with the Grant Opportunity Guidelines. Funding will only be assessed against eligible components. | Nexus Blue unit, probe
1010 | 1474902 | The Trustee for DR & SM Hill Trust | NB+ 2 BT probe (90cm TriSCAN) + 3 years IrriMAX Live + SIM Card/Data Plan for x3 years | 5055.4857 | Nexus Blue is an efficient, low-cost Data Transmission Unit (DTU) connected to 2 x 90cm Drill and Drop Probe (soil moisture, temperature and electrical conductivity). Package includes 3 years data plan and subscription to IrriMax Live plus sim card. | No | Yes | Installation and training will be provided by Integrated Agronomy (DR & SM Hill Trust) | Partially Eligible Bundle | Itemised component breakdown required and must be provided when the claim is lodged, in accordance with the Grant Opportunity Guidelines. Funding will only be assessed against eligible components. | Nexus Blue unit, probe
991 | 1474902 | The Trustee for DR & SM Hill Trust | NB+ 3 BT probe (30cm TriSCAN) + 3 years IrriMAX Live + SIM Card/Data Plan for x3 years | 4989.7286 | Nexus Blue is an efficient, low-cost Data Transmission Unit (DTU) connected to 3 x 30cm Drill and Drop Probe (soil moisture, temperature and electrical conductivity). Package includes 3 years data plan and subscription to IrriMax Live plus sim card. | No | Yes | Installation and training will be provided by Integrated Agronomy (DR & SM Hill Trust) | Partially Eligible Bundle | Itemised component breakdown required and must be provided when the claim is lodged, in accordance with the Grant Opportunity Guidelines. Funding will only be assessed against eligible components. | Nexus Blue unit, probe
1043 | 1474902 | The Trustee for DR & SM Hill Trust | Multi + 2 Probes (120cm TriSCAN) + 3 years IrriMAX Live + SIM Card/Data Plan for x3 years | 4825.9286 | MULTI (DTU) packaged with a capacitance soil moisture probe, 120cm in length with a sensor every 10cm. Measuring soil moisture, temperature and EC- Includes 3 year data plan and Irrimax Live subscription for 3 years - plus sim card | No | Yes | Installation and training will be provided by Integrated Agronomy (DR & SM Hill Trust) | Partially Eligible Bundle | Itemised component breakdown required and must be provided when the claim is lodged, in accordance with the Grant Opportunity Guidelines. Funding will only be assessed against eligible components. | Multi unit, probe
1049 | 1474902 | The Trustee for DR & SM Hill Trust | Multi + 2 Probes (120cm TriSCAN) + Rain Gauge + Air Temp + 3 years IrriMAX Live + SIM Card/Data Plan for x3 years | 4825.9286 | MULTI (DTU) packaged with a TriScan soil moisture probe, 90cm in length with a sensor every 10cm + rain gauge and air temperature sensors. Includes 3 year data plan and Irrimax Live subscription for 3 years - plus sim card | No | Yes | Installation and training will be provided by Integrated Agronomy (DR & SM Hill Trust) | Partially Eligible Bundle | Itemised component breakdown required and must be provided when the claim is lodged, in accordance with the Grant Opportunity Guidelines. Funding will only be assessed against eligible components. | Multi unit, probe, rain gauge, air temperature sensors
986 | 1474902 | The Trustee for DR & SM Hill Trust | NB+ 3 BT probe (30cm Moist+Temp) + 3 years IrriMAX Live + SIM Card/Data Plan for x3 years | 4580.8714 | Nexus Blue is an efficient, low-cost Data Transmission Unit (DTU) connected to 3 x 30cm Drill and Drop Probe (soil moisture and temperature). Package includes 3 years data plan and subscription to IrriMax Live plus sim card. | No | Yes | Installation and training will be provided by Integrated Agronomy (DR & SM Hill Trust) | Partially Eligible Bundle | Itemised component breakdown required and must be provided when the claim is lodged, in accordance with the Grant Opportunity Guidelines. Funding will only be assessed against eligible components. | Nexus Blue unit, probe
1005 | 1474902 | The Trustee for DR & SM Hill Trust | NB+ 2 BT probe (90cm Moist+Temp) + 3 years IrriMAX Live + SIM Card/Data Plan for x3 years | 4566.9714 | Nexus Blue is an efficient, low-cost Data Transmission Unit (DTU) connected to 2 x 90cm Drill and Drop Probe (soil moisture and temperature). Package includes 3 years data plan and subscription to IrriMax Live plus sim card. | No | Yes | Installation and training will be provided by Integrated Agronomy (DR & SM Hill Trust) | Partially Eligible Bundle | Itemised component breakdown required and must be provided when the claim is lodged, in accordance with the Grant Opportunity Guidelines. Funding will only be assessed against eligible components. | Nexus Blue unit, probe
967 | 1474902 | The Trustee for DR & SM Hill Trust | Sentek Weather Station - includes data plan, shipping and 12 months subscription to IrriMax Live | 4488 | A complete weather station delivering real time, hyper-local weather data. High quality and high precision field sensors. | No | No | Installation and training will be provided by Integrated Agronomy (DR & SM Hill Trust) | Partially Eligible Bundle | Itemised component breakdown required and must be provided when the claim is lodged, in accordance with the Grant Opportunity Guidelines. Funding will only be assessed against eligible components. | Sentek Weather Station hardware
1000 | 1474902 | The Trustee for DR & SM Hill Trust | NB+ 2 BT probe (60cm TriSCAN) + 3 years IrriMAX Live + SIM Card/Data Plan for x3 years | 4441.5714 | Nexus Blue is an efficient, low-cost Data Transmission Unit (DTU) connected to 2 x 60cm Drill and Drop Probe (soil moisture, temperature and electrical conductivity). Package includes 3 years data plan and subscription to IrriMax Live plus sim card. | No | Yes | Installation and training will be provided by Integrated Agronomy (DR & SM Hill Trust) | Partially Eligible Bundle | Itemised component breakdown required and must be provided when the claim is lodged, in accordance with the Grant Opportunity Guidelines. Funding will only be assessed against eligible components. | Nexus Blue unit, probe
1040 | 1474902 | The Trustee for DR & SM Hill Trust | Multi + 2 Probes (120cm Moist+Temp) + 3 years IrriMAX Live + SIM Card/Data Plan for x3 years | 4260.7857 | MULTI (DTU) packaged with a capacitance soil moisture probe, 120cm in length with a sensor every 10cm. Measuring soil moisture and temperature - Includes 3 year data plan and Irrimax Live subscription for 3 years - plus sim card | No | Yes | Installation and training will be provided by Integrated Agronomy (DR & SM Hill Trust) | Partially Eligible Bundle | Itemised component breakdown required and must be provided when the claim is lodged, in accordance with the Grant Opportunity Guidelines. Funding will only be assessed against eligible components. | Multi unit, probe
1046 | 1474902 | The Trustee for DR & SM Hill Trust | Multi + 2 Probes (120cm Moist+Temp) + Rain Gauge + Air Temp + 3 years IrriMAX Live + SIM Card/Data Plan for x3 years | 4260.7857 | MULTI (DTU) packaged with a capacitance soil moisture probe, 120cm in length with a sensor every 10cm + rain gauge and air temperature sensors. Includes 3 year data plan and Irrimax Live subscription for 3 years - plus sim card | No | Yes | Installation and training will be provided by Integrated Agronomy (DR & SM Hill Trust) | Partially Eligible Bundle | Itemised component breakdown required and must be provided when the claim is lodged, in accordance with the Grant Opportunity Guidelines. Funding will only be assessed against eligible components. | Multi unit, probe, rain gauge, air temperature sensors
1042 | 1474902 | The Trustee for DR & SM Hill Trust | Multi + 2 Probes (90cm TriSCAN) + 3 years IrriMAX Live + SIM Card/Data Plan for x3 years | 4213.5286 | MULTI (DTU) packaged with a capacitance soil moisture probe, 90cm in length with a sensor every 10cm. Measuring soil moisture, temperature and EC- Includes 3 year data plan and Irrimax Live subscription for 3 years - plus sim card | No | Yes | Installation and training will be provided by Integrated Agronomy (DR & SM Hill Trust) | Partially Eligible Bundle | Itemised component breakdown required and must be provided when the claim is lodged, in accordance with the Grant Opportunity Guidelines. Funding will only be assessed against eligible components. | Multi unit, probe
1048 | 1474902 | The Trustee for DR & SM Hill Trust | Multi + 2 Probes (90cm TriSCAN) + Rain Gauge + Air Temp + 3 years IrriMAX Live + SIM Card/Data Plan for x3 years | 4213.5286 | MULTI (DTU) packaged with a TriScan soil moisture probe, 90cm in length with a sensor every 10cm + rain gauge and air temperature sensors. Includes 3 year data plan and Irrimax Live subscription for 3 years - plus sim card | No | Yes | Installation and training will be provided by Integrated Agronomy (DR & SM Hill Trust) | Partially Eligible Bundle | Itemised component breakdown required and must be provided when the claim is lodged, in accordance with the Grant Opportunity Guidelines. Funding will only be assessed against eligible components. | Multi unit, probe, rain gauge, air temperature sensors
995 | 1474902 | The Trustee for DR & SM Hill Trust | NB+ 2 BT probe (60cm Moist+Temp) + 3 years IrriMAX Live + SIM Card/Data Plan for x3 years | 4030.8857 | Nexus Blue is an efficient, low-cost Data Transmission Unit (DTU) connected to 2 x 60cm Drill and Drop Probe (soil moisture and temperature). Package includes 3 years data plan and subscription to IrriMax Live plus sim card. | No | Yes | Installation and training will be provided by Integrated Agronomy (DR & SM Hill Trust) | Partially Eligible Bundle | Itemised component breakdown required and must be provided when the claim is lodged, in accordance with the Grant Opportunity Guidelines. Funding will only be assessed against eligible components. | Nexus Blue unit, probe
949 | 1474902 | The Trustee for DR & SM Hill Trust | CropX Strato 1 Weather Station - includes shipping | 4025 | A complete weather station delivering real time, hyper-local weather data. High quality and high precision field sensors, field tested for over 10 years. | No | No | Installation and training will be provided by Integrated Agronomy (DR & SM Hill Trust) | Partially Eligible Bundle | Itemised component breakdown required and must be provided when the claim is lodged, in accordance with the Grant Opportunity Guidelines. Funding will only be assessed against eligible components. | Weather Station
990 | 1474902 | The Trustee for DR & SM Hill Trust | NB+ 2 BT probe (30cm TriSCAN) + 3 years IrriMAX Live + SIM Card/Data Plan for x3 years | 3776.4857 | Nexus Blue is an efficient, low-cost Data Transmission Unit (DTU) connected to 2 x 30cm Drill and Drop Probe (soil moisture, temperature and electrical conductivity). Package includes 3 years data plan and subscription to IrriMax Live plus sim card. | No | Yes | Installation and training will be provided by Integrated Agronomy (DR & SM Hill Trust) | Partially Eligible Bundle | Itemised component breakdown required and must be provided when the claim is lodged, in accordance with the Grant Opportunity Guidelines. Funding will only be assessed against eligible components. | Nexus Blue unit, probe
1039 | 1474902 | The Trustee for DR & SM Hill Trust | Multi + 2 Probes (90cm Moist+Temp) + 3 years IrriMAX Live + SIM Card/Data Plan for x3 years | 3747.8714 | MULTI (DTU) packaged with a capacitance soil moisture probe, 90cm in length with a sensor every 10cm. Measuring soil moisture and temperature - Includes 3 year data plan and Irrimax Live subscription for 3 years - plus sim card | No | Yes | Installation and training will be provided by Integrated Agronomy (DR & SM Hill Trust) | Partially Eligible Bundle | Itemised component breakdown required and must be provided when the claim is lodged, in accordance with the Grant Opportunity Guidelines. Funding will only be assessed against eligible components. | Multi unit, probe
1045 | 1474902 | The Trustee for DR & SM Hill Trust | Multi + 2 Probes (90cm Moist+Temp) + Rain Gauge + Air Temp + 3 years IrriMAX Live + SIM Card/Data Plan for x3 years | 3747.8714 | MULTI (DTU) packaged with a capacitance soil moisture probe, 90cm in length with a sensor every 10cm + rain gauge and air temperature sensors. Includes 3 year data plan and Irrimax Live subscription for 3 years - plus sim card | No | Yes | Installation and training will be provided by Integrated Agronomy (DR & SM Hill Trust) | Partially Eligible Bundle | Itemised component breakdown required and must be provided when the claim is lodged, in accordance with the Grant Opportunity Guidelines. Funding will only be assessed against eligible components. | Multi unit, probe, rain gauge, air temperature sensors
1041 | 1474902 | The Trustee for DR & SM Hill Trust | Multi + 2 Probes (60cm TriSCAN) + 3 years IrriMAX Live + SIM Card/Data Plan for x3 years | 3622.2143 | MULTI (DTU) packaged with a capacitance soil moisture probe, 60cm in length with a sensor every 10cm. Measuring soil moisture, temperature and EC- Includes 3 year data plan and Irrimax Live subscription for 3 years - plus sim card | No | Yes | Installation and training will be provided by Integrated Agronomy (DR & SM Hill Trust) | Partially Eligible Bundle | Itemised component breakdown required and must be provided when the claim is lodged, in accordance with the Grant Opportunity Guidelines. Funding will only be assessed against eligible components. | Multi unit, probe
1047 | 1474902 | The Trustee for DR & SM Hill Trust | Multi + 2 Probes (60cm TriSCAN) + Rain Gauge + Air Temp + 3 years IrriMAX Live + SIM Card/Data Plan for x3 years | 3622.2143 | MULTI (DTU) packaged with a TriScan soil moisture probe, 60cm in length with a sensor every 10cm + rain gauge and air temperature sensors. Includes 3 year data plan and Irrimax Live subscription for 3 years - plus sim card | No | Yes | Installation and training will be provided by Integrated Agronomy (DR & SM Hill Trust) | Partially Eligible Bundle | Itemised component breakdown required and must be provided when the claim is lodged, in accordance with the Grant Opportunity Guidelines. Funding will only be assessed against eligible components. | Multi unit, probe, rain gauge, air temperature sensors
1019 | 1474902 | The Trustee for DR & SM Hill Trust | NB+ 1 BT probe (120cm TriSCAN) + 3 years IrriMAX Live + SIM Card/Data Plan for x3 years | 3509.0714 | Nexus Blue is an efficient, low-cost Data Transmission Unit (DTU) connected to 1 x 120cm Drill and Drop Probe (soil moisture, temperature and electrical conductivity). Package includes 3 years data plan and subscription to IrriMax Live plus sim card. | No | Yes | Installation and training will be provided by Integrated Agronomy (DR & SM Hill Trust) | Partially Eligible Bundle | Itemised component breakdown required and must be provided when the claim is lodged, in accordance with the Grant Opportunity Guidelines. Funding will only be assessed against eligible components. | Nexus Blue unit, probe
985 | 1474902 | The Trustee for DR & SM Hill Trust | NB+ 2 BT probe (30cm Moist+Temp) + 3 years IrriMAX Live + SIM Card/Data Plan for x3 years | 3503.9143 | Nexus Blue is an efficient, low-cost Data Transmission Unit (DTU) connected to 2 x 30cm Drill and Drop Probe (soil moisture and temperature). Package includes 3 years data plan and subscription to IrriMax Live plus sim card. | No | Yes | Installation and training will be provided by Integrated Agronomy (DR & SM Hill Trust) | Partially Eligible Bundle | Itemised component breakdown required and must be provided when the claim is lodged, in accordance with the Grant Opportunity Guidelines. Funding will only be assessed against eligible components. | Nexus Blue unit, probe
1037 | 1474902 | The Trustee for DR & SM Hill Trust | PLUS + 1 Probe (120cm TriSCAN DD) + 3 years IrriMAX Live + SIM Card/Data Plan for x3 years | 3424.7572 | PLUS standard packaged with a capacitance soil moisture probe, 120cm in length with a sensor every 10cm. Measuring soil moisture, temperature and EC - Includes 3 year data plan and Irrimax Live subscription for 3 years - plus sim card | No | Yes | Installation and training will be provided by Integrated Agronomy (DR & SM Hill Trust) | Partially Eligible Bundle | Itemised component breakdown required and must be provided when the claim is lodged, in accordance with the Grant Opportunity Guidelines. Funding will only be assessed against eligible components. | PLUS unit, probe
1031 | 1474902 | The Trustee for DR & SM Hill Trust | Compact DTU + 120cm TriSCAN + 3 years IrriMAX Live + SIM Card/Data Plan for x3 years | 3312.6732 | Compact (DTU) packaged with a capacitance soil moisture probe, 120cm in length with a sensor every 10cm. Measuring soil moisture, temperature and EC - Includes 3 year data plan and Irrimax Live subscription for 3 years - plus sim card | No | Yes | Installation and training will be provided by Integrated Agronomy (DR & SM Hill Trust) | Partially Eligible Bundle | Itemised component breakdown required and must be provided when the claim is lodged, in accordance with the Grant Opportunity Guidelines. Funding will only be assessed against eligible components. | Compact DTU 120cm TriSCAN Drill & Drop probe
1014 | 1474902 | The Trustee for DR & SM Hill Trust | NB+ 1 BT probe (120cm Moist+Temp) + 3 years IrriMAX Live + SIM Card/Data Plan for x3 years | 3226.0714 | Nexus Blue is an efficient, low-cost Data Transmission Unit (DTU) connected to 1 x 120cm Drill and Drop Probe (soil moisture and temperature). Package includes 3 years data plan and subscription to IrriMax Live plus sim card. | No | Yes | Installation and training will be provided by Integrated Agronomy (DR & SM Hill Trust) | Partially Eligible Bundle | Itemised component breakdown required and must be provided when the claim is lodged, in accordance with the Grant Opportunity Guidelines. Funding will only be assessed against eligible components. | Nexus Blue unit, probe
1009 | 1474902 | The Trustee for DR & SM Hill Trust | NB+ 1 BT probe (90cm TriSCAN) + 3 years IrriMAX Live + SIM Card/Data Plan for x3 years | 3202.7429 | Nexus Blue is an efficient, low-cost Data Transmission Unit (DTU) connected to 1 x 90cm Drill and Drop Probe (soil moisture, temperature and electrical conductivity). Package includes 3 years data plan and subscription to IrriMax Live plus sim card. | No | Yes | Installation and training will be provided by Integrated Agronomy (DR & SM Hill Trust) | Partially Eligible Bundle | Itemised component breakdown required and must be provided when the claim is lodged, in accordance with the Grant Opportunity Guidelines. Funding will only be assessed against eligible components. | Nexus Blue unit, probe
1038 | 1474902 | The Trustee for DR & SM Hill Trust | Multi + 2 Probes (60cm Moist+Temp) + 3 years IrriMAX Live + SIM Card/Data Plan for x3 years | 3188.6714 | MULTI (DTU) packaged with a capacitance soil moisture probe, 60cm in length with a sensor every 10cm. Measuring soil moisture and temperature - Includes 3 year data plan and Irrimax Live subscription for 3 years - plus sim card | No | Yes | Installation and training will be provided by Integrated Agronomy (DR & SM Hill Trust) | Partially Eligible Bundle | Itemised component breakdown required and must be provided when the claim is lodged, in accordance with the Grant Opportunity Guidelines. Funding will only be assessed against eligible components. | Multi unit, probe
1044 | 1474902 | The Trustee for DR & SM Hill Trust | Multi + 2 Probes (60cm Moist+Temp) + Rain Gauge + Air Temp + 3 years IrriMAX Live + SIM Card/Data Plan for x3 years | 3188.6714 | MULTI (DTU) packaged with a capacitance soil moisture probe, 60cm in length with a sensor every 10cm + rain gauge and air temperature sensors. Includes 3 year data plan and Irrimax Live subscription for 3 years - plus sim card | No | Yes | Installation and training will be provided by Integrated Agronomy (DR & SM Hill Trust) | Partially Eligible Bundle | Itemised component breakdown required and must be provided when the claim is lodged, in accordance with the Grant Opportunity Guidelines. Funding will only be assessed against eligible components. | Multi unit, probe, rain gauge, air temperature sensors
975 | 1474902 | The Trustee for DR & SM Hill Trust | IOT + 120cm TriSCAN DD Probe + 3 years IrriMAX Live + SIM Card/Data Plan for x3 years | 3176.4489 | IoT DTU packaged with a capacitance soil moisture probe, 120cm in length with a sensor every 10cm. Measuring soil moisture, temperature and electrical conductivity - Includes 3 years data plan and Irrimax Live subscription for 3 years | No | Yes | Installation and training will be provided by Integrated Agronomy (DR & SM Hill Trust) | Partially Eligible Bundle | Itemised component breakdown required and must be provided when the claim is lodged, in accordance with the Grant Opportunity Guidelines. Funding will only be assessed against eligible components. | IoT DTU telemetry unit 120 cm TriSCAN Drill & Drop soil moisture probe
1036 | 1474902 | The Trustee for DR & SM Hill Trust | PLUS + 1 Probe (90cm TriSCAN DD) + 3 years IrriMAX Live + SIM Card/Data Plan for x3 years | 3147.6436 | PLUS standard packaged with a capacitance soil moisture probe, 90cm in length with a sensor every 10cm. Measuring soil moisture, temperature and EC - Includes 3 year data plan and Irrimax Live subscription for 3 years - plus sim card | No | Yes | Installation and training will be provided by Integrated Agronomy (DR & SM Hill Trust) | Partially Eligible Bundle | Itemised component breakdown required and must be provided when the claim is lodged, in accordance with the Grant Opportunity Guidelines. Funding will only be assessed against eligible components. | PLUS unit, probe
958 | 1474902 | The Trustee for DR & SM Hill Trust | IoT DTU package with 90cm Drill & Drop Probe (Soil moisture, temperature and EC) - includes shipping, SIM card, data and 12 months data plan and subscription to Irrimax Live | 3106 | IoT data transmission unit (DTU) packaged with a capacitance soil moisture probe, 90cm in length with a sensor every 10cm. Measuring soil moisture, temperature and electrical conductivity | No | No | Installation and training will be provided by Integrated Agronomy (DR & SM Hill Trust) | Partially Eligible Bundle | Itemised component breakdown required and must be provided when the claim is lodged, in accordance with the Grant Opportunity Guidelines. Funding will only be assessed against eligible components. | IoT Data Transmission Unit (DTU) 90cm Drill & Drop soil monitoring probe SIM card required for operation of the eligible monitoring equipment
1030 | 1474902 | The Trustee for DR & SM Hill Trust | Compact DTU + 90cm TriSCAN + 3 years IrriMAX Live + SIM Card/Data Plan for x3 years | 3007.1595 | Compact (DTU) packaged with a capacitance soil moisture probe, 90cm in length with a sensor every 10cm. Measuring soil moisture, temperature and EC - Includes 3 year data plan and Irrimax Live subscription for 3 years - plus sim card | No | Yes | Installation and training will be provided by Integrated Agronomy (DR & SM Hill Trust) | Partially Eligible Bundle | Itemised component breakdown required and must be provided when the claim is lodged, in accordance with the Grant Opportunity Guidelines. Funding will only be assessed against eligible components. | Compact DTU 90cm TriSCAN Drill & Drop probe
1004 | 1474902 | The Trustee for DR & SM Hill Trust | NB+ 1 BT probe (90cm Moist+Temp) + 3 years IrriMAX Live + SIM Card/Data Plan for x3 years | 2958.4857 | Nexus Blue is an efficient, low-cost Data Transmission Unit (DTU) connected to 1 x 90cm Drill and Drop Probe (soil moisture and temperature). Package includes 3 years data plan and subscription to IrriMax Live plus sim card. | No | Yes | Installation and training will be provided by Integrated Agronomy (DR & SM Hill Trust) | Partially Eligible Bundle | Itemised component breakdown required and must be provided when the claim is lodged, in accordance with the Grant Opportunity Guidelines. Funding will only be assessed against eligible components. | Nexus Blue unit, probe
1027 | 1474902 | The Trustee for DR & SM Hill Trust | Compact DTU + 120cm Moist+Temp DD Probe + 3 years IrriMAX Live + SIM Card/Data Plan for x3 years | 2957.5732 | Compact DTU packaged with a capacitance soil moisture probe, 120cm in length with a sensor every 10cm. Measuring soil moisture and temperature - Includes 3 yeas data plan and Irrimax Live subscription for 3 years - plus sim card | No | Yes | Installation and training will be provided by Integrated Agronomy (DR & SM Hill Trust) | Partially Eligible Bundle | Itemised component breakdown required and must be provided when the claim is lodged, in accordance with the Grant Opportunity Guidelines. Funding will only be assessed against eligible components. | Compact DTU 120cm Drill & Drop soil moisture and temperature probe
1034 | 1474902 | The Trustee for DR & SM Hill Trust | PLUS + 1 Probe (120cm Moist+Temp DD) + 3 years IrriMAX Live + SIM Card/Data Plan for x3 years | 2911.0715 | PLUS standard packaged with a capacitance soil moisture probe, 120cm in length with a sensor every 10cm. Measuring soil moisture and temperature - Includes 3 year data plan and Irrimax Live subscription for 3 years - plus sim card | No | Yes | Installation and training will be provided by Integrated Agronomy (DR & SM Hill Trust) | Partially Eligible Bundle | Itemised component breakdown required and must be provided when the claim is lodged, in accordance with the Grant Opportunity Guidelines. Funding will only be assessed against eligible components. | PLUS unit, probe
999 | 1474902 | The Trustee for DR & SM Hill Trust | NB+ 1 BT probe (60cm TriSCAN) + 3 years IrriMAX Live + SIM Card/Data Plan for x3 years | 2895.7857 | Nexus Blue is an efficient, low-cost Data Transmission Unit (DTU) connected to 1 x 60cm Drill and Drop Probe (soil moisture, temperature and electrical conductivity). Package includes 3 years data plan and subscription to IrriMax Live plus sim card. | No | Yes | Installation and training will be provided by Integrated Agronomy (DR & SM Hill Trust) | Partially Eligible Bundle | Itemised component breakdown required and must be provided when the claim is lodged, in accordance with the Grant Opportunity Guidelines. Funding will only be assessed against eligible components. | Nexus Blue unit, probe
971 | 1474902 | The Trustee for DR & SM Hill Trust | IOT + 120cm Moist+Temp DD Probe + 3 years IrriMAX Live + SIM Card/Data Plan for x3 years | 2893.8714 | IoT data transmission unit (DTU) packaged with a capacitance soil moisture probe, 120cm in length with a sensor every 10cm. Measuring soil moisture and soil temperature - Includes 3 years data plan and Irrimax Live subscription for 3 years | No | Yes | Installation and training will be provided by Integrated Agronomy (DR & SM Hill Trust) | Partially Eligible Bundle | Itemised component breakdown required and must be provided when the claim is lodged, in accordance with the Grant Opportunity Guidelines. Funding will only be assessed against eligible components. | IoT Data Transmission Unit (DTU) 120cm Drill & Drop soil moisture probe
974 | 1474902 | The Trustee for DR & SM Hill Trust | IOT + 90cm TriSCAN DD Probe + 3 years IrriMAX Live + SIM Card/Data Plan for x3 years | 2870.2495 | IoT DTU packaged with a capacitance soil moisture probe, 90cm in length with a sensor every 10cm. Measuring soil moisture, temperature and electrical conductivity - Includes 3 years data plan and Irrimax Live subscription for 3 years | No | Yes | Installation and training will be provided by Integrated Agronomy (DR & SM Hill Trust) | Partially Eligible Bundle | Itemised component breakdown required and must be provided when the claim is lodged, in accordance with the Grant Opportunity Guidelines. Funding will only be assessed against eligible components. | IoT Data Transmission Unit (DTU) 90cm TriSCAN Drill & Drop soil probe
957 | 1474902 | The Trustee for DR & SM Hill Trust | IoT DTU package with 90cm Drill & Drop Probe (Soil moisture and temperature) - includes shipping, SIM card, data and 12 months data plan and subscription to Irrimax Live | 2842 | IoT data transmission unit (DTU) packaged with a capacitance soil moisture probe, 90cm in length with a sensor every 10cm. Measuring soil moisture and soil temperature | No | No | Installation and training will be provided by Integrated Agronomy (DR & SM Hill Trust) | Partially Eligible Bundle | Itemised component breakdown required and must be provided when the claim is lodged, in accordance with the Grant Opportunity Guidelines. Funding will only be assessed against eligible components. | IoT Data Transmission Unit (DTU) 90cm Drill & Drop soil moisture probe SIM card (where supplied as part of the operation of eligible equipment)
1033 | 1474902 | The Trustee for DR & SM Hill Trust | PLUS + 1 Probe (90cm Moist+Temp DD) + 3 years IrriMAX Live + SIM Card/Data Plan for x3 years | 2836.8436 | PLUS standard packaged with a capacitance soil moisture probe, 90cm in length with a sensor every 10cm. Measuring soil moisture and temperature - Includes 3 year data plan and Irrimax Live subscription for 3 years - plus sim card | No | Yes | Installation and training will be provided by Integrated Agronomy (DR & SM Hill Trust) | Partially Eligible Bundle | Itemised component breakdown required and must be provided when the claim is lodged, in accordance with the Grant Opportunity Guidelines. Funding will only be assessed against eligible components. | PLUS unit, probe
1029 | 1474902 | The Trustee for DR & SM Hill Trust | Compact DTU + 60cm TriSCAN + 3 years IrriMAX Live + SIM Card/Data Plan for x3 years | 2777.372 | Compact (DTU) packaged with a capacitance soil moisture probe, 60cm in length with a sensor every 10cm. Measuring soil moisture, temperature and EC - Includes 3 year data plan and Irrimax Live subscription for 3 years - plus sim card | No | Yes | Installation and training will be provided by Integrated Agronomy (DR & SM Hill Trust) | Partially Eligible Bundle | Itemised component breakdown required and must be provided when the claim is lodged, in accordance with the Grant Opportunity Guidelines. Funding will only be assessed against eligible components. | Compact DTU 60cm TriSCAN Drill & Drop probe
960 | 1474902 | The Trustee for DR & SM Hill Trust | IoT DTU package with 60cm Drill & Drop Probe (Soil moisture, temperature and EC) - includes shipping, SIM card, data and 12 months data plan and subscription to Irrimax Live | 2773 | IoT data transmission unit (DTU) packaged with a capacitance soil moisture probe, 60cm in length with a sensor every 10cm. Measuring soil moisture, temperature and electrical conductivity | No | No | Installation and training will be provided by Integrated Agronomy (DR & SM Hill Trust) | Partially Eligible Bundle | Itemised component breakdown required and must be provided when the claim is lodged, in accordance with the Grant Opportunity Guidelines. Funding will only be assessed against eligible components. | IoT Data Transmission Unit (DTU) 60cm Drill & Drop soil monitoring probe SIM card required for operation of the monitoring equipment
1035 | 1474902 | The Trustee for DR & SM Hill Trust | PLUS + 1 Probe (60cm TriSCAN DD) + 3 years IrriMAX Live + SIM Card/Data Plan for x3 years | 2720.8517 | PLUS standard packaged with a capacitance soil moisture probe, 60cm in length with a sensor every 10cm. Measuring soil moisture, temperature and EC - Includes 3 year data plan and Irrimax Live subscription for 3 years - plus sim card | No | Yes | Installation and training will be provided by Integrated Agronomy (DR & SM Hill Trust) | Partially Eligible Bundle | Itemised component breakdown required and must be provided when the claim is lodged, in accordance with the Grant Opportunity Guidelines. Funding will only be assessed against eligible components. | PLUS unit, probe
1026 | 1474902 | The Trustee for DR & SM Hill Trust | Compact DTU + 90cm Moist+Temp DD Probe + 3 years IrriMAX Live + SIM Card/Data Plan for x3 years | 2701.6595 | Compact DTU packaged with a capacitance soil moisture probe, 90cm in length with a sensor every 10cm. Measuring soil moisture and temperature - Includes 3 year data plan and Irrimax Live subscription for 3 years - plus sim card | No | Yes | Installation and training will be provided by Integrated Agronomy (DR & SM Hill Trust) | Partially Eligible Bundle | Itemised component breakdown required and must be provided when the claim is lodged, in accordance with the Grant Opportunity Guidelines. Funding will only be assessed against eligible components. | Compact DTU 90cm Drill & Drop soil moisture and temperature probe
994 | 1474902 | The Trustee for DR & SM Hill Trust | NB+ 1 BT probe (60cm Moist+Temp) + 3 years IrriMAX Live + SIM Card/Data Plan for x3 years | 2690.4429 | Nexus Blue is an efficient, low-cost Data Transmission Unit (DTU) connected to 1 x 60cm Drill and Drop Probe (soil moisture and temperature). Package includes 3 years data plan and subscription to IrriMax Live plus sim card. | No | Yes | Installation and training will be provided by Integrated Agronomy (DR & SM Hill Trust) | Partially Eligible Bundle | Itemised component breakdown required and must be provided when the claim is lodged, in accordance with the Grant Opportunity Guidelines. Funding will only be assessed against eligible components. | Nexus Blue unit, probe
979 | 1474902 | The Trustee for DR & SM Hill Trust | WiFi Link+ 90cm BT TriSCAN probe + 3 years IrriMAX | 2651.43 | Drill & Drop capacitance soil moisture probe, 90cm in length with a sensor every 10cm, with WiFi connectivity. Measuring soil moisture, temperature and electrical conductivity | No | Yes | Installation and training will be provided by Integrated Agronomy (DR & SM Hill Trust) | Partially Eligible Bundle | Itemised component breakdown required and must be provided when the claim is lodged, in accordance with the Grant Opportunity Guidelines. Funding will only be assessed against eligible components. | WiFi Link, probe
970 | 1474902 | The Trustee for DR & SM Hill Trust | IOT + 90cm Moist+Temp DD Probe + 3 years IrriMAX Live + SIM Card/Data Plan for x3 years | 2625.8495 | IoT data transmission unit (DTU) packaged with a capacitance soil moisture probe, 90cm in length with a sensor every 10cm. Measuring soil moisture and soil temperature - Includes 3 years data plan and Irrimax Live subscription for 3 years | No | Yes | Installation and training will be provided by Integrated Agronomy (DR & SM Hill Trust) | Partially Eligible Bundle | Itemised component breakdown required and must be provided when the claim is lodged, in accordance with the Grant Opportunity Guidelines. Funding will only be assessed against eligible components. | IoT Data Transmission Unit (DTU) 90cm Drill & Drop soil moisture probe
989 | 1474902 | The Trustee for DR & SM Hill Trust | NB+ 1 BT probe (30cm TriSCAN) + 3 years IrriMAX Live + SIM Card/Data Plan for x3 years | 2563.2429 | Nexus Blue is an efficient, low-cost Data Transmission Unit (DTU) connected to 1 x 30cm Drill and Drop Probe (soil moisture, temperature and electrical conductivity). Package includes 3 years data plan and subscription to IrriMax Live plus sim card. | No | Yes | Installation and training will be provided by Integrated Agronomy (DR & SM Hill Trust) | Partially Eligible Bundle | Itemised component breakdown required and must be provided when the claim is lodged, in accordance with the Grant Opportunity Guidelines. Funding will only be assessed against eligible components. | Nexus Blue unit, probe
973 | 1474902 | The Trustee for DR & SM Hill Trust | IOT + 60cm TriSCAN DD Probe + 3 years IrriMAX Live + SIM Card/Data Plan for x3 years | 2563.162 | IoT DTU packaged with a capacitance soil moisture probe, 60cm in length with a sensor every 10cm. Measuring soil moisture, temperature and electrical conductivity - Includes 3 years data plan and Irrimax Live subscription for 3 years | No | Yes | Installation and training will be provided by Integrated Agronomy (DR & SM Hill Trust) | Partially Eligible Bundle | Itemised component breakdown required and must be provided when the claim is lodged, in accordance with the Grant Opportunity Guidelines. Funding will only be assessed against eligible components. | IoT Data Transmission Unit (DTU) 60cm TriSCAN Drill & Drop soil probe
1032 | 1474902 | The Trustee for DR & SM Hill Trust | PLUS + 1 Probe (60cm Moist+Temp DD) + 3 years IrriMAX Live + SIM Card/Data Plan for x3 years | 2548.9417 | PLUS standard packaged with a capacitance soil moisture probe, 60cm in length with a sensor every 10cm. Measuring soil moisture and temperature - Includes 3 year data plan and Irrimax Live subscription for 3 years - plus sim card | No | Yes | Installation and training will be provided by Integrated Agronomy (DR & SM Hill Trust) | Partially Eligible Bundle | Itemised component breakdown required and must be provided when the claim is lodged, in accordance with the Grant Opportunity Guidelines. Funding will only be assessed against eligible components. | PLUS unit, probe
1028 | 1474902 | The Trustee for DR & SM Hill Trust | Compact DTU+ 30cm TriSCAN + 3 years IrriMAX Live + SIM Card/Data Plan for x3 years | 2547.5729 | Compact (DTU) packaged with a capacitance soil moisture probe, 30cm in length with a sensor every 10cm. Measuring soil moisture, temperature and EC - Includes 3 year data plan and Irrimax Live subscription for 3 years - plus sim card | No | Yes | Installation and training will be provided by Integrated Agronomy (DR & SM Hill Trust) | Partially Eligible Bundle | Itemised component breakdown required and must be provided when the claim is lodged, in accordance with the Grant Opportunity Guidelines. Funding will only be assessed against eligible components. | Compact DTU 30cm TriSCAN Drill & Drop probe
959 | 1474902 | The Trustee for DR & SM Hill Trust | IoT DTU package with 60cm Drill & Drop Probe (Soil moisture and temperature) - includes shipping, SIM card, data and 12 months data plan and subscription to Irrimax Live | 2547 | IoT data transmission unit (DTU) packaged with a capacitance soil moisture probe, 60cm in length with a sensor every 10cm. Measuring soil moisture and soil temperature | No | No | Installation and training will be provided by Integrated Agronomy (DR & SM Hill Trust) | Partially Eligible Bundle | Itemised component breakdown required and must be provided when the claim is lodged, in accordance with the Grant Opportunity Guidelines. Funding will only be assessed against eligible components. | IoT Data Transmission Unit (DTU) 60cm Drill & Drop soil moisture probe Soil moisture monitoring functionality Soil temperature monitoring functionality SIM card required for operation of the monitoring system
948 | 1474902 | The Trustee for DR & SM Hill Trust | EnviroProbe 120cm + EC - includes shipping | 2525 | Capacitance soil moisture probe, 120cm in length with a sensor every 10cm. Measure soil moisture, soil temperature and electrical conductivity | No | No | Installation and training will be provided by Integrated Agronomy (DR & SM Hill Trust) | Partially Eligible Bundle | Itemised component breakdown required and must be provided when the claim is lodged, in accordance with the Grant Opportunity Guidelines. Funding will only be assessed against eligible components. | Probe
1025 | 1474902 | The Trustee for DR & SM Hill Trust | Compact DTU + 60cm Moist+Temp DD Probe + 3 years IrriMAX Live + SIM Card/Data Plan for x3 years | 2433.6291 | Compact DTU packaged with a capacitance soil moisture probe, 60cm in length with a sensor every 10cm. Measuring soil moisture and temperature - Includes 3 year data plan and Irrimax Live subscription for 3 years - plus sim card | No | Yes | Installation and training will be provided by Integrated Agronomy (DR & SM Hill Trust) | Partially Eligible Bundle | Itemised component breakdown required and must be provided when the claim is lodged, in accordance with the Grant Opportunity Guidelines. Funding will only be assessed against eligible components. | Compact DTU 60cm Drill & Drop soil moisture and temperature probe
984 | 1474902 | The Trustee for DR & SM Hill Trust | NB+ 1 BT probe (30cm Moist+Temp) + 3 years IrriMAX Live + SIM Card/Data Plan for x3 years | 2426.9571 | Nexus Blue is an efficient, low-cost Data Transmission Unit (DTU) connected to 1 x 30cm Drill and Drop Probe (soil moisture and temperature). Package includes 3 years data plan and subscription to IrriMax Live plus sim card. | No | Yes | Installation and training will be provided by Integrated Agronomy (DR & SM Hill Trust) | Partially Eligible Bundle | Itemised component breakdown required and must be provided when the claim is lodged, in accordance with the Grant Opportunity Guidelines. Funding will only be assessed against eligible components. | Nexus Blue unit, probe
983 | 1474902 | The Trustee for DR & SM Hill Trust | WiFi Link+ 90cm BT Moisture probe + 3 years IrriMAX | 2363.22 | Drill & Drop capacitance soil moisture probe, 90cm in length with a sensor every 10cm, with WiFi connectivity. Measuring soil moisture and temperature | No | Yes | Installation and training will be provided by Integrated Agronomy (DR & SM Hill Trust) | Partially Eligible Bundle | Itemised component breakdown required and must be provided when the claim is lodged, in accordance with the Grant Opportunity Guidelines. Funding will only be assessed against eligible components. | WiFi Link, probe
969 | 1474902 | The Trustee for DR & SM Hill Trust | IOT + 60cm Moist+Temp DD Probe + 3 years IrriMAX Live + SIM Card/Data Plan for x3 years | 2357.8191 | IoT data transmission unit (DTU) packaged with a capacitance soil moisture probe, 60cm in length with a sensor every 10cm. Measuring soil moisture and soil temperature - Includes 3 years data plan and Irrimax Live subscription for 3 years | No | Yes | Installation and training will be provided by Integrated Agronomy (DR & SM Hill Trust) | Partially Eligible Bundle | Itemised component breakdown required and must be provided when the claim is lodged, in accordance with the Grant Opportunity Guidelines. Funding will only be assessed against eligible components. | IoT Data Transmission Unit (DTU) 60cm Drill & Drop soil moisture probe
978 | 1474902 | The Trustee for DR & SM Hill Trust | WiFi Link+ 60cm BT TriSCAN probe + 3 years IrriMAX | 2289.29 | Drill & Drop capacitance soil moisture probe, 60cm in length with a sensor every 10cm, with WiFi connectivity. Measuring soil moisture, temperature and electrical conductivity | No | Yes | Installation and training will be provided by Integrated Agronomy (DR & SM Hill Trust) | Partially Eligible Bundle | Itemised component breakdown required and must be provided when the claim is lodged, in accordance with the Grant Opportunity Guidelines. Funding will only be assessed against eligible components. | WiFi Link, probe
972 | 1474902 | The Trustee for DR & SM Hill Trust | IOT + 30cm TriSCAN DD Probe + 3 years IrriMAX Live + SIM Card/Data Plan for x3 years | 2230.6201 | IoT DTU packaged with a capacitance soil moisture probe, 30cm in length with a sensor every 10cm. Measuring soil moisture, temperature and electrical conductivity - Includes 3 years data plan and Irrimax Live subscription for 3 years | No | Yes | Installation and training will be provided by Integrated Agronomy (DR & SM Hill Trust) | Partially Eligible Bundle | Itemised component breakdown required and must be provided when the claim is lodged, in accordance with the Grant Opportunity Guidelines. Funding will only be assessed against eligible components. | IoT Data Transmission Unit (DTU) 30cm TriSCAN Drill & Drop soil probe
1024 | 1474902 | The Trustee for DR & SM Hill Trust | Compact DTU + 30cm Moist+Temp DD Probe + 3 years IrriMAX Live + SIM Card/Data Plan for x3 years | 2170.1444 | Compact DTU packaged with a capacitance soil moisture probe, 30cm in length with a sensor every 10cm. Measuring soil moisture and temperature - Includes 3 year data plan and Irrimax Live subscription for 3 years - plus sim card | No | Yes | Installation and training will be provided by Integrated Agronomy (DR & SM Hill Trust) | Partially Eligible Bundle | Itemised component breakdown required and must be provided when the claim is lodged, in accordance with the Grant Opportunity Guidelines. Funding will only be assessed against eligible components. | Compact DTU 30cm Drill & Drop soil moisture and temperature probe
962 | 1474902 | The Trustee for DR & SM Hill Trust | Drill & Drop Bluetooth Probe, 90cm (Soil Moisture, Temperature and Electrical Conductivity) - includes shipping and 12 month subscription to IrriMax Live | 2161 | Drill & Drop capacitance soil moisture probe, 90cm in length with a sensor every 10cm, with bluetooth connectivity. Measuring soil moisture, temperature and electrical conductivity | No | No | Installation and training will be provided by Integrated Agronomy (DR & SM Hill Trust) | Eligible | Eligible for rebate funding. | N/A
968 | 1474902 | The Trustee for DR & SM Hill Trust | IOT + 30cm Moist+Temp + 3 years IrriMAX Live + SIM Card/Data Plan for x3 years | 2094.3344 | IoT data transmission unit (DTU) packaged with a capacitance soil moisture probe, 30cm in length with a sensor every 10cm. Measuring soil moisture and soil temperature - Includes 3 years data plan and Irrimax Live subscription for 3 years | No | Yes | Installation and training will be provided by Integrated Agronomy (DR & SM Hill Trust) | Partially Eligible Bundle | Itemised component breakdown required and must be provided when the claim is lodged, in accordance with the Grant Opportunity Guidelines. Funding will only be assessed against eligible components. | Soil Moisture and Temperature Probe
982 | 1474902 | The Trustee for DR & SM Hill Trust | WiFi Link+ 60cm BT Moisture probe + 3 years IrriMAX | 2047.14 | Drill & Drop capacitance soil moisture probe, 60cm in length with a sensor every 10cm, with WiFi connectivity. Measuring soil moisture and temperature | No | Yes | Installation and training will be provided by Integrated Agronomy (DR & SM Hill Trust) | Partially Eligible Bundle | Itemised component breakdown required and must be provided when the claim is lodged, in accordance with the Grant Opportunity Guidelines. Funding will only be assessed against eligible components. | WiFi Link, probe
956 | 1474902 | The Trustee for DR & SM Hill Trust | CropX Vertex V4 - includes shipping | 2034 | Capacitance soil moisture probe, 66cm in length, with sensors at 20cm, 40cm and 66cm, plus a built in data logger and cellular transmitter | Yes | Yes | Training will be provided by Integrated Agronomy (DR & SM Hill Trust) | Partially Eligible Bundle | Itemised component breakdown required and must be provided when the claim is lodged, in accordance with the Grant Opportunity Guidelines. Funding will only be assessed against eligible components. | Probe
977 | 1474902 | The Trustee for DR & SM Hill Trust | WiFi Link+ 30cm BT TriSCAN probe + 3 years IrriMAX | 1897.14 | Drill & Drop capacitance soil moisture probe, 30cm in length with a sensor every 10cm, with WiFi connectivity. Measuring soil moisture, temperature and electrical conductivity | No | Yes | Installation and training will be provided by Integrated Agronomy (DR & SM Hill Trust) | Partially Eligible Bundle | Itemised component breakdown required and must be provided when the claim is lodged, in accordance with the Grant Opportunity Guidelines. Funding will only be assessed against eligible components. | WiFi Link, probe
961 | 1474902 | The Trustee for DR & SM Hill Trust | Drill & Drop Bluetooth Probe, 90cm (Soil Moisture and Temperature) - includes shipping and 12 month subscription to IrriMax Live | 1826 | Drill & Drop capacitance soil moisture probe, 90cm in length with a sensor every 10cm, with bluetooth connectivity. Measuring soil moisture and temperature | No | No | Installation and training will be provided by Integrated Agronomy (DR & SM Hill Trust) | Eligible | Eligible for rebate funding. | N/A
953 | 1474902 | The Trustee for DR & SM Hill Trust | Apex Soil Sensor 90cm - includes shipping | 1825 | Time Domain Reflectometry (TDR) soil moisture probe, 90cm in length with a sensor every 10cm. Measure soil moisture, soil temperature and electrical conductivity | No | No | Installation and training will be provided by Integrated Agronomy (DR & SM Hill Trust) | Partially Eligible Bundle | Itemised component breakdown required and must be provided when the claim is lodged, in accordance with the Grant Opportunity Guidelines. Funding will only be assessed against eligible components. | Probe
947 | 1474902 | The Trustee for DR & SM Hill Trust | EnviroProbe 120cm - includes shipping | 1825 | Capacitance soil moisture probe, 120cm in length with a sensor every 10cm. Measure soil moisture and soil temperature | No | No | Installation and training will be provided by Integrated Agronomy (DR & SM Hill Trust) | Partially Eligible Bundle | Itemised component breakdown required and must be provided when the claim is lodged, in accordance with the Grant Opportunity Guidelines. Funding will only be assessed against eligible components. | Probe
966 | 1474902 | The Trustee for DR & SM Hill Trust | Drill & Drop Probe - SDI-12 Compatible, 90cm (Soil Moisture, temperature and electrical conductivity) - includes shipping | 1817 | Drill & Drop capacitance soil moisture probe, 90cm in length with a sensor every 10cm (SDI-12 compatible). Measuring soil moisture, temperature and electrical conductivity | No | No | Installation and training will be provided by Integrated Agronomy (DR & SM Hill Trust) | Partially Eligible Bundle | Itemised component breakdown required and must be provided when the claim is lodged, in accordance with the Grant Opportunity Guidelines. Funding will only be assessed against eligible components. | Probe
964 | 1474902 | The Trustee for DR & SM Hill Trust | Drill & Drop Bluetooth Probe, 60cm (Soil Moisture, Temperature and Electrical Conductivity) - includes shipping and 12 month subscription to IrriMax Live | 1739 | Drill & Drop capacitance soil moisture probe, 60cm in length with a sensor every 10cm, with bluetooth connectivity. Measuring soil moisture, temperature and electrical conductivity | No | Yes | Installation and training will be provided by Integrated Agronomy (DR & SM Hill Trust) | Eligible | Eligible for rebate funding. | N/A
981 | 1474902 | The Trustee for DR & SM Hill Trust | WiFi Link+ 30cm BT Moisture probe + 3 years IrriMAX | 1736.43 | Drill & Drop capacitance soil moisture probe, 30cm in length with a sensor every 10cm, with WiFi connectivity. Measuring soil moisture and temperature | No | Yes | Installation and training will be provided by Integrated Agronomy (DR & SM Hill Trust) | Partially Eligible Bundle | Itemised component breakdown required and must be provided when the claim is lodged, in accordance with the Grant Opportunity Guidelines. Funding will only be assessed against eligible components. | WiFi Link, probe
944 | 1474902 | The Trustee for DR & SM Hill Trust | EnviroProbe 80cm + EC - includes shipping | 1725 | Capacitance soil moisture probe, 80cm in length with a sensor every 10cm. Measure soil moisture, soil temperature and electrical conductivity | No | No | Installation and training will be provided by Integrated Agronomy (DR & SM Hill Trust) | Partially Eligible Bundle | Itemised component breakdown required and must be provided when the claim is lodged, in accordance with the Grant Opportunity Guidelines. Funding will only be assessed against eligible components. | Probe
965 | 1474902 | The Trustee for DR & SM Hill Trust | Drill & Drop Probe - SDI-12 Compatible, 90cm (Soil Moisture and Temperature) - includes shipping | 1481 | Drill & Drop capacitance soil moisture probe, 90cm in length with a sensor every 10cm (SDI-12 compatible). Measuring soil moisture and temperature | No | No | Installation and training will be provided by Integrated Agronomy (DR & SM Hill Trust) | Partially Eligible Bundle | Itemised component breakdown required and must be provided when the claim is lodged, in accordance with the Grant Opportunity Guidelines. Funding will only be assessed against eligible components. | Probe
963 | 1474902 | The Trustee for DR & SM Hill Trust | Drill & Drop Bluetooth Probe, 60cm (Soil Moisture and Temperature) - includes shipping and 12 month subscription to IrriMax Live | 1457 | Drill & Drop capacitance soil moisture probe, 60cm in length with a sensor every 10cm, with bluetooth connectivity. Measuring soil moisture and temperature | No | Yes | Installation and training will be provided by Integrated Agronomy (DR & SM Hill Trust) | Eligible | Eligible for rebate funding. | N/A
976 | 1474902 | The Trustee for DR & SM Hill Trust | WiFi Link+ 10cm BT TriSCAN probe + 3 years IrriMAX | 1334.52 | Drill & Drop capacitance soil moisture probe, 10cm in length with a sensor every 10cm, with WiFi connectivity. Measuring soil moisture, temperature and electrical conductivity | No | Yes | Installation and training will be provided by Integrated Agronomy (DR & SM Hill Trust) | Partially Eligible Bundle | Itemised component breakdown required and must be provided when the claim is lodged, in accordance with the Grant Opportunity Guidelines. Funding will only be assessed against eligible components. | WiFi Link, probe
946 | 1474902 | The Trustee for DR & SM Hill Trust | EnviroProbe 40cm + EC - includes shipping | 1325 | Capacitance soil moisture probe, 40cm in length with a sensor every 10cm. Measure soil moisture, soil temperature and electrical conductivity | No | No | Installation and training will be provided by Integrated Agronomy (DR & SM Hill Trust) | Partially Eligible Bundle | Itemised component breakdown required and must be provided when the claim is lodged, in accordance with the Grant Opportunity Guidelines. Funding will only be assessed against eligible components. | Probe
952 | 1474902 | The Trustee for DR & SM Hill Trust | Apex Soil Sensor 60cm - includes shipping | 1225 | Time Domain Reflectometry (TDR) soil moisture probe, 60cm in length with a sensor every 10cm. Measure soil moisture, soil temperature and electrical conductivity | No | No | Installation and training will be provided by Integrated Agronomy (DR & SM Hill Trust) | Partially Eligible Bundle | Itemised component breakdown required and must be provided when the claim is lodged, in accordance with the Grant Opportunity Guidelines. Funding will only be assessed against eligible components. | Probe
943 | 1474902 | The Trustee for DR & SM Hill Trust | EnviroProbe 80cm - includes shipping | 1225 | Capacitance soil moisture probe, 80cm in length with a sensor every 10cm. Measure soil moisture and soil temperature | No | No | Installation and training will be provided by Integrated Agronomy (DR & SM Hill Trust) | Partially Eligible Bundle | Itemised component breakdown required and must be provided when the claim is lodged, in accordance with the Grant Opportunity Guidelines. Funding will only be assessed against eligible components. | Probe
980 | 1474902 | The Trustee for DR & SM Hill Trust | WiFi Link+ 10cm BT Moisture probe + 3 years IrriMAX | 1181.2 | Drill & Drop capacitance soil moisture probe, 10cm in length with a sensor every 10cm, with WiFi connectivity. Measuring soil moisture and temperature | No | Yes | Installation and training will be provided by Integrated Agronomy (DR & SM Hill Trust) | Partially Eligible Bundle | Itemised component breakdown required and must be provided when the claim is lodged, in accordance with the Grant Opportunity Guidelines. Funding will only be assessed against eligible components. | WiFi Link, probe
941 | 1474902 | The Trustee for DR & SM Hill Trust | TD2 Cellular Logger (Sensing Hardware for the CropX Platform) - includes shipping | 1034 | Cellular logger for collecting and transmitting environmental monitoring data | No | No | Installation and training will be provided by Integrated Agronomy (DR & SM Hill Trust) | Partially Eligible Bundle | Itemised component breakdown required and must be provided when the claim is lodged, in accordance with the Grant Opportunity Guidelines. Funding will only be assessed against eligible components. | Cellular logger
942 | 1474902 | The Trustee for DR & SM Hill Trust | TD2E Cellular Logger (Connects with Evato 1 Sensor) - includes shipping | 1034 | Cellular logger for collecting and transmitting data from the Evato 1 Sensor | No | No | Installation and training will be provided by Integrated Agronomy (DR & SM Hill Trust) | Partially Eligible Bundle | Itemised component breakdown required and must be provided when the claim is lodged, in accordance with the Grant Opportunity Guidelines. Funding will only be assessed against eligible components. | Cellular logger
951 | 1474902 | The Trustee for DR & SM Hill Trust | Apex Soil Sensor 30cm - includes shipping | 985 | Time Domain Reflectometry (TDR) soil moisture probe, 30cm in length with a sensor every 10cm. Measure soil moisture, soil temperature and electrical conductivity | No | No | Installation and training will be provided by Integrated Agronomy (DR & SM Hill Trust) | Partially Eligible Bundle | Itemised component breakdown required and must be provided when the claim is lodged, in accordance with the Grant Opportunity Guidelines. Funding will only be assessed against eligible components. | Probe
945 | 1474902 | The Trustee for DR & SM Hill Trust | EnviroProbe 40cm - includes shipping | 985 | Capacitance soil moisture probe, 40cm in length with a sensor every 10cm. Measure soil moisture and soil temperature | No | No | Installation and training will be provided by Integrated Agronomy (DR & SM Hill Trust) | Partially Eligible Bundle | Itemised component breakdown required and must be provided when the claim is lodged, in accordance with the Grant Opportunity Guidelines. Funding will only be assessed against eligible components. | Probe
950 | 1474902 | The Trustee for DR & SM Hill Trust | CropX Evato 1 Sensor - includes shipping | 834 | Sensor for measuring actual evapotranspiration (ETe) in the field | No | No | Installation and training will be provided by Integrated Agronomy (DR & SM Hill Trust) | Partially Eligible Bundle | Itemised component breakdown required and must be provided when the claim is lodged, in accordance with the Grant Opportunity Guidelines. Funding will only be assessed against eligible components. | Sensor
954 | 1474902 | The Trustee for DR & SM Hill Trust | CropX Rain Gauge - includes shipping | 434 | Monitors rainfall intensity and volume. Connects with TD2 cellular logger | No | No | Installation and training will be provided by Integrated Agronomy (DR & SM Hill Trust) | Partially Eligible Bundle | Itemised component breakdown required and must be provided when the claim is lodged, in accordance with the Grant Opportunity Guidelines. Funding will only be assessed against eligible components. | Rain Guage
598 | 1474662 | The Trustee for THE J & R MCCRACKEN QLD UNIT TRU | Vaisala Weather Transmitter | 10050 | Weather Station - connects to Telemetry Kit | Not intedend for self install | No | We deliver end-to-end installation and commissioning of remote automation control systems for irrigation projects, ensuring seamless integration with pumps, motors, and field infrastructure. Our team provides practical, on-site training to operators and staff, covering system operation, remote monitoring, and basic troubleshooting. This ensures your team can confidently manage water delivery, optimise system performance, and maintain reliable day-to-day operation. | Eligible | Eligible for rebate funding. | N/A
597 | 1474662 | The Trustee for THE J & R MCCRACKEN QLD UNIT TRU | ATMOS 41 Gen 2 all-in-one weather station including bird guard, SDI-12 output, 5m cable | 7500 | Weather Station - connects to Telemetry Kit | Not intedend for self install | No | We deliver end-to-end installation and commissioning of remote automation control systems for irrigation projects, ensuring seamless integration with pumps, motors, and field infrastructure. Our team provides practical, on-site training to operators and staff, covering system operation, remote monitoring, and basic troubleshooting. This ensures your team can confidently manage water delivery, optimise system performance, and maintain reliable day-to-day operation. | Eligible | Eligible for rebate funding. | N/A
523 | 1474662 | The Trustee for THE J & R MCCRACKEN QLD UNIT TRU | iData - Webgateway (9 Inputs), requires a mobile phone SIM (not included)* | 3700 | Solar Powered Radio Telemetry Kit for Environmental or Farm Management Sensors with Cellular Modem | Not intedend for self install | No | We deliver end-to-end installation and commissioning of remote automation control systems for irrigation projects, ensuring seamless integration with pumps, motors, and field infrastructure. Our team provides practical, on-site training to operators and staff, covering system operation, remote monitoring, and basic troubleshooting. This ensures your team can confidently manage water delivery, optimise system performance, and maintain reliable day-to-day operation. | Eligible | Eligible for rebate funding. | N/A
530 | 1474662 | The Trustee for THE J & R MCCRACKEN QLD UNIT TRU | iData - Webgateway Dual, requires a mobile phone SIM (not included)* | 3355 | Solar Powered Radio Telemetry Kit for Environmental or Farm Management Sensors with Cellular Modem, with outputs to control two devices | Not intedend for self install | No | We deliver end-to-end installation and commissioning of remote automation control systems for irrigation projects, ensuring seamless integration with pumps, motors, and field infrastructure. Our team provides practical, on-site training to operators and staff, covering system operation, remote monitoring, and basic troubleshooting. This ensures your team can confidently manage water delivery, optimise system performance, and maintain reliable day-to-day operation. | Eligible | Eligible for rebate funding. | N/A
575 | 1474662 | The Trustee for THE J & R MCCRACKEN QLD UNIT TRU | EnviroPro Sub Surface 160S Moisture, Temp, Salinity Probe | 3320 | Soil Mositure Probe - connects by cable to Telemetry Kit | Not intedend for self install | No | We deliver end-to-end installation and commissioning of remote automation control systems for irrigation projects, ensuring seamless integration with pumps, motors, and field infrastructure. Our team provides practical, on-site training to operators and staff, covering system operation, remote monitoring, and basic troubleshooting. This ensures your team can confidently manage water delivery, optimise system performance, and maintain reliable day-to-day operation. | Eligible | Eligible for rebate funding. | N/A
521 | 1474662 | The Trustee for THE J & R MCCRACKEN QLD UNIT TRU | iData - Web 4G (9 Inputs) , requires a mobile phone SIM (not included)* | 2775 | Solar Powered Telemetry Kit for Environmental or Farm Management Sensors with Cellular Modem | Not intedend for self install | No | We deliver end-to-end installation and commissioning of remote automation control systems for irrigation projects, ensuring seamless integration with pumps, motors, and field infrastructure. Our team provides practical, on-site training to operators and staff, covering system operation, remote monitoring, and basic troubleshooting. This ensures your team can confidently manage water delivery, optimise system performance, and maintain reliable day-to-day operation. | Eligible | Eligible for rebate funding. | N/A
522 | 1474662 | The Trustee for THE J & R MCCRACKEN QLD UNIT TRU | iData - Web 4G (9 Inputs) with 240v Plug Pack, requires a mobile phone SIM (not included)* | 2775 | Mains Powered Telemetry Kit for Environmental or Farm Management Sensors with Cellular Modem | Not intedend for self install | No | We deliver end-to-end installation and commissioning of remote automation control systems for irrigation projects, ensuring seamless integration with pumps, motors, and field infrastructure. Our team provides practical, on-site training to operators and staff, covering system operation, remote monitoring, and basic troubleshooting. This ensures your team can confidently manage water delivery, optimise system performance, and maintain reliable day-to-day operation. | Eligible | Eligible for rebate funding. | N/A
529 | 1474662 | The Trustee for THE J & R MCCRACKEN QLD UNIT TRU | iData - Webgateway Single with 240v Plug Pack, requires a mobile phone SIM (not included)* | 2650 | Mains Powered Radio Telemetry Kit for Environmental or Farm Management Sensors with Cellular Modem, with outputs to control two devices | Not intedend for self install | No | We deliver end-to-end installation and commissioning of remote automation control systems for irrigation projects, ensuring seamless integration with pumps, motors, and field infrastructure. Our team provides practical, on-site training to operators and staff, covering system operation, remote monitoring, and basic troubleshooting. This ensures your team can confidently manage water delivery, optimise system performance, and maintain reliable day-to-day operation. | Eligible | Eligible for rebate funding. | N/A
528 | 1474662 | The Trustee for THE J & R MCCRACKEN QLD UNIT TRU | iData - Webgateway Single, requires a mobile phone SIM (not included)* | 2650 | Solar Powered Radio Telemetry Kit for Environmental or Farm Management Sensors with Cellular Modem, with output to control one device | Not intedend for self install | No | We deliver end-to-end installation and commissioning of remote automation control systems for irrigation projects, ensuring seamless integration with pumps, motors, and field infrastructure. Our team provides practical, on-site training to operators and staff, covering system operation, remote monitoring, and basic troubleshooting. This ensures your team can confidently manage water delivery, optimise system performance, and maintain reliable day-to-day operation. | Eligible | Eligible for rebate funding. | N/A
527 | 1474662 | The Trustee for THE J & R MCCRACKEN QLD UNIT TRU | iData - Web Dual, requires a mobile phone SIM (not included)* | 2525 | Solar Powered Telemetry Kit for Environmental or Farm Management Sensors with Cellular Modem with outputs to control two devices | Not intedend for self install | No | We deliver end-to-end installation and commissioning of remote automation control systems for irrigation projects, ensuring seamless integration with pumps, motors, and field infrastructure. Our team provides practical, on-site training to operators and staff, covering system operation, remote monitoring, and basic troubleshooting. This ensures your team can confidently manage water delivery, optimise system performance, and maintain reliable day-to-day operation. | Eligible | Eligible for rebate funding. | N/A
497 | 1474662 | The Trustee for THE J & R MCCRACKEN QLD UNIT TRU | iData - Radio (9 inputs) with Extra Large Hinged Enclosure | 2455 | Solar Powered Radio Telemetry Kit for Environmental or Farm Management Sensors | Not intedend for self install | No | We deliver end-to-end installation and commissioning of remote automation control systems for irrigation projects, ensuring seamless integration with pumps, motors, and field infrastructure. Our team provides practical, on-site training to operators and staff, covering system operation, remote monitoring, and basic troubleshooting. This ensures your team can confidently manage water delivery, optimise system performance, and maintain reliable day-to-day operation. | Eligible | Eligible for rebate funding. | N/A
574 | 1474662 | The Trustee for THE J & R MCCRACKEN QLD UNIT TRU | EnviroPro Sub Surface 120S Moisture, Temp, Salinity Probe | 2400 | Soil Mositure Probe - connects by cable to Telemetry Kit | Not intedend for self install | No | We deliver end-to-end installation and commissioning of remote automation control systems for irrigation projects, ensuring seamless integration with pumps, motors, and field infrastructure. Our team provides practical, on-site training to operators and staff, covering system operation, remote monitoring, and basic troubleshooting. This ensures your team can confidently manage water delivery, optimise system performance, and maintain reliable day-to-day operation. | Eligible | Eligible for rebate funding. | N/A
496 | 1474662 | The Trustee for THE J & R MCCRACKEN QLD UNIT TRU | iData - Radio (9 inputs) with Extra Large Enclosure and 7AH Lithium Battery | 2205 | Solar Powered Radio Telemetry Kit for Environmental or Farm Management Sensors | Not intedend for self install | No | We deliver end-to-end installation and commissioning of remote automation control systems for irrigation projects, ensuring seamless integration with pumps, motors, and field infrastructure. Our team provides practical, on-site training to operators and staff, covering system operation, remote monitoring, and basic troubleshooting. This ensures your team can confidently manage water delivery, optimise system performance, and maintain reliable day-to-day operation. | Eligible | Eligible for rebate funding. | N/A
495 | 1474662 | The Trustee for THE J & R MCCRACKEN QLD UNIT TRU | iData - Radio (9 inputs) with Extra Large Enclosure | 2155 | Solar Powered Radio Telemetry Kit for Environmental or Farm Management Sensors | Not intedend for self install | No | We deliver end-to-end installation and commissioning of remote automation control systems for irrigation projects, ensuring seamless integration with pumps, motors, and field infrastructure. Our team provides practical, on-site training to operators and staff, covering system operation, remote monitoring, and basic troubleshooting. This ensures your team can confidently manage water delivery, optimise system performance, and maintain reliable day-to-day operation. | Eligible | Eligible for rebate funding. | N/A
494 | 1474662 | The Trustee for THE J & R MCCRACKEN QLD UNIT TRU | iData - Radio (9 inputs) with 7AH Lithium Battery | 2099 | Solar Powered Radio Telemetry Kit for Environmental or Farm Management Sensors | Not intedend for self install | No | We deliver end-to-end installation and commissioning of remote automation control systems for irrigation projects, ensuring seamless integration with pumps, motors, and field infrastructure. Our team provides practical, on-site training to operators and staff, covering system operation, remote monitoring, and basic troubleshooting. This ensures your team can confidently manage water delivery, optimise system performance, and maintain reliable day-to-day operation. | Eligible | Eligible for rebate funding. | N/A
623 | 1474662 | The Trustee for THE J & R MCCRACKEN QLD UNIT TRU | Fruit Dendrometer. 4 to 30 mm range. SDI-12 output. 5m cable. | 2054 | Plant Growth Sensor - connects to Telemetry Kit | Not intedend for self install | No | We deliver end-to-end installation and commissioning of remote automation control systems for irrigation projects, ensuring seamless integration with pumps, motors, and field infrastructure. Our team provides practical, on-site training to operators and staff, covering system operation, remote monitoring, and basic troubleshooting. This ensures your team can confidently manage water delivery, optimise system performance, and maintain reliable day-to-day operation. | Eligible | Eligible for rebate funding. | N/A
624 | 1474662 | The Trustee for THE J & R MCCRACKEN QLD UNIT TRU | Fruit Dendrometer. 30 to 160 mm range. SDI-12 output. 5m cable. | 2054 | Plant Growth Sensor - connects to Telemetry Kit | Not intedend for self install | No | We deliver end-to-end installation and commissioning of remote automation control systems for irrigation projects, ensuring seamless integration with pumps, motors, and field infrastructure. Our team provides practical, on-site training to operators and staff, covering system operation, remote monitoring, and basic troubleshooting. This ensures your team can confidently manage water delivery, optimise system performance, and maintain reliable day-to-day operation. | Eligible | Eligible for rebate funding. | N/A
625 | 1474662 | The Trustee for THE J & R MCCRACKEN QLD UNIT TRU | Fruit Dendrometer. 15 to 90 mm range. SDI-12 output. 5m cable. | 2054 | Plant Growth Sensor - connects to Telemetry Kit | Not intedend for self install | No | We deliver end-to-end installation and commissioning of remote automation control systems for irrigation projects, ensuring seamless integration with pumps, motors, and field infrastructure. Our team provides practical, on-site training to operators and staff, covering system operation, remote monitoring, and basic troubleshooting. This ensures your team can confidently manage water delivery, optimise system performance, and maintain reliable day-to-day operation. | Eligible | Eligible for rebate funding. | N/A
626 | 1474662 | The Trustee for THE J & R MCCRACKEN QLD UNIT TRU | Fruit Dendrometer. 7 to 45 mm range. SDI-12 output. 5m cable. | 2054 | Plant Growth Sensor - connects to Telemetry Kit | Not intedend for self install | No | We deliver end-to-end installation and commissioning of remote automation control systems for irrigation projects, ensuring seamless integration with pumps, motors, and field infrastructure. Our team provides practical, on-site training to operators and staff, covering system operation, remote monitoring, and basic troubleshooting. This ensures your team can confidently manage water delivery, optimise system performance, and maintain reliable day-to-day operation. | Eligible | Eligible for rebate funding. | N/A
492 | 1474662 | The Trustee for THE J & R MCCRACKEN QLD UNIT TRU | iData - Radio (9 inputs) | 2040 | Solar Powered Radio Telemetry Kit for Environmental or Farm Management Sensors | Not intedend for self install | No | We deliver end-to-end installation and commissioning of remote automation control systems for irrigation projects, ensuring seamless integration with pumps, motors, and field infrastructure. Our team provides practical, on-site training to operators and staff, covering system operation, remote monitoring, and basic troubleshooting. This ensures your team can confidently manage water delivery, optimise system performance, and maintain reliable day-to-day operation. | Eligible | Eligible for rebate funding. | N/A
493 | 1474662 | The Trustee for THE J & R MCCRACKEN QLD UNIT TRU | iData - Radio with 240v Plug Pack (9 inputs) | 2040 | Mains Powered Radio Telemetry Kit for Environmental or Farm Management Sensors | Not intedend for self install | No | We deliver end-to-end installation and commissioning of remote automation control systems for irrigation projects, ensuring seamless integration with pumps, motors, and field infrastructure. Our team provides practical, on-site training to operators and staff, covering system operation, remote monitoring, and basic troubleshooting. This ensures your team can confidently manage water delivery, optimise system performance, and maintain reliable day-to-day operation. | Eligible | Eligible for rebate funding. | N/A
526 | 1474662 | The Trustee for THE J & R MCCRACKEN QLD UNIT TRU | iData - Web Single with 240v Plug Pack, requires a mobile phone SIM (not included)* | 1820 | Mains Powered Telemetry Kit for Environmental or Farm Management Sensors with Cellular Modem, with outputs to control two devices | Not intedend for self install | No | We deliver end-to-end installation and commissioning of remote automation control systems for irrigation projects, ensuring seamless integration with pumps, motors, and field infrastructure. Our team provides practical, on-site training to operators and staff, covering system operation, remote monitoring, and basic troubleshooting. This ensures your team can confidently manage water delivery, optimise system performance, and maintain reliable day-to-day operation. | Eligible | Eligible for rebate funding. | N/A
525 | 1474662 | The Trustee for THE J & R MCCRACKEN QLD UNIT TRU | iData - Web Single, requires a mobile phone SIM (not included)* | 1820 | Solar Powered Telemetry Kit for Environmental or Farm Management Sensors with Cellular Modem, with output to control one device | Not intedend for self install | No | We deliver end-to-end installation and commissioning of remote automation control systems for irrigation projects, ensuring seamless integration with pumps, motors, and field infrastructure. Our team provides practical, on-site training to operators and staff, covering system operation, remote monitoring, and basic troubleshooting. This ensures your team can confidently manage water delivery, optimise system performance, and maintain reliable day-to-day operation. | Eligible | Eligible for rebate funding. | N/A
620 | 1474662 | The Trustee for THE J & R MCCRACKEN QLD UNIT TRU | DE-1 Dendrometer mounted on implanted rod | 1814 | Plant Growth Sensor - connects to Telemetry Kit | Not intedend for self install | No | We deliver end-to-end installation and commissioning of remote automation control systems for irrigation projects, ensuring seamless integration with pumps, motors, and field infrastructure. Our team provides practical, on-site training to operators and staff, covering system operation, remote monitoring, and basic troubleshooting. This ensures your team can confidently manage water delivery, optimise system performance, and maintain reliable day-to-day operation. | Eligible | Eligible for rebate funding. | N/A
621 | 1474662 | The Trustee for THE J & R MCCRACKEN QLD UNIT TRU | SD-5 Stem Microvariation Sensor | 1814 | Plant Growth Sensor - connects to Telemetry Kit | Not intedend for self install | No | We deliver end-to-end installation and commissioning of remote automation control systems for irrigation projects, ensuring seamless integration with pumps, motors, and field infrastructure. Our team provides practical, on-site training to operators and staff, covering system operation, remote monitoring, and basic troubleshooting. This ensures your team can confidently manage water delivery, optimise system performance, and maintain reliable day-to-day operation. | Eligible | Eligible for rebate funding. | N/A
622 | 1474662 | The Trustee for THE J & R MCCRACKEN QLD UNIT TRU | SD-10 Stem Microvariation Sensor | 1814 | Plant Growth Sensor - connects to Telemetry Kit | Not intedend for self install | No | We deliver end-to-end installation and commissioning of remote automation control systems for irrigation projects, ensuring seamless integration with pumps, motors, and field infrastructure. Our team provides practical, on-site training to operators and staff, covering system operation, remote monitoring, and basic troubleshooting. This ensures your team can confidently manage water delivery, optimise system performance, and maintain reliable day-to-day operation. | Eligible | Eligible for rebate funding. | N/A
573 | 1474662 | The Trustee for THE J & R MCCRACKEN QLD UNIT TRU | EnviroPro Sub Surface 80S Moisture, Temp, Salinity Probe | 1640 | Soil Mositure Probe - connects by cable to Telemetry Kit | Not intedend for self install | No | We deliver end-to-end installation and commissioning of remote automation control systems for irrigation projects, ensuring seamless integration with pumps, motors, and field infrastructure. Our team provides practical, on-site training to operators and staff, covering system operation, remote monitoring, and basic troubleshooting. This ensures your team can confidently manage water delivery, optimise system performance, and maintain reliable day-to-day operation. | Eligible | Eligible for rebate funding. | N/A
520 | 1474662 | The Trustee for THE J & R MCCRACKEN QLD UNIT TRU | iData Logger - Cable (9 inputs) | 1455 | Solar Powered Expansion Kit for Environmental or Farm Management Sensors | Not intedend for self install | No | We deliver end-to-end installation and commissioning of remote automation control systems for irrigation projects, ensuring seamless integration with pumps, motors, and field infrastructure. Our team provides practical, on-site training to operators and staff, covering system operation, remote monitoring, and basic troubleshooting. This ensures your team can confidently manage water delivery, optimise system performance, and maintain reliable day-to-day operation. | Eligible | Eligible for rebate funding. | N/A
633 | 1474662 | The Trustee for THE J & R MCCRACKEN QLD UNIT TRU | Implexx Sap Flow Sensor Gen 2 with 30mm long probes. Heat pulse velocity sensor for sap flow and stem water content. Stainless steel sleeves included (pack of 9). SDI-12 output. 5m cable. | 1337 | Plant Growth Sensor - connects to Telemetry Kit | Not intedend for self install | No | We deliver end-to-end installation and commissioning of remote automation control systems for irrigation projects, ensuring seamless integration with pumps, motors, and field infrastructure. Our team provides practical, on-site training to operators and staff, covering system operation, remote monitoring, and basic troubleshooting. This ensures your team can confidently manage water delivery, optimise system performance, and maintain reliable day-to-day operation. | Eligible | Eligible for rebate funding. | N/A
572 | 1474662 | The Trustee for THE J & R MCCRACKEN QLD UNIT TRU | EnviroPro Sub Surface 40S Moisture, Temp, Salinity Probe | 1140 | Soil Mositure Probe - connects by cable to Telemetry Kit | Not intedend for self install | No | We deliver end-to-end installation and commissioning of remote automation control systems for irrigation projects, ensuring seamless integration with pumps, motors, and field infrastructure. Our team provides practical, on-site training to operators and staff, covering system operation, remote monitoring, and basic troubleshooting. This ensures your team can confidently manage water delivery, optimise system performance, and maintain reliable day-to-day operation. | Eligible | Eligible for rebate funding. | N/A
607 | 1474662 | The Trustee for THE J & R MCCRACKEN QLD UNIT TRU | Temperature, relative humidity, vapour pressure deficit, barometric sensor, SDI-12 output, 5m cable, with radiation shield | 1140 | Weather Parameter Sensor - connects to Telemetry Kit | Not intedend for self install | No | We deliver end-to-end installation and commissioning of remote automation control systems for irrigation projects, ensuring seamless integration with pumps, motors, and field infrastructure. Our team provides practical, on-site training to operators and staff, covering system operation, remote monitoring, and basic troubleshooting. This ensures your team can confidently manage water delivery, optimise system performance, and maintain reliable day-to-day operation. | Eligible | Eligible for rebate funding. | N/A
571 | 1474662 | The Trustee for THE J & R MCCRACKEN QLD UNIT TRU | AquaCheck Sub Surface 120cm Probe with 5m cable | 1088 | Soil Mositure Probe - connects by cable to Telemetry Kit | Not intedend for self install | No | We deliver end-to-end installation and commissioning of remote automation control systems for irrigation projects, ensuring seamless integration with pumps, motors, and field infrastructure. Our team provides practical, on-site training to operators and staff, covering system operation, remote monitoring, and basic troubleshooting. This ensures your team can confidently manage water delivery, optimise system performance, and maintain reliable day-to-day operation. | Eligible | Eligible for rebate funding. | N/A
570 | 1474662 | The Trustee for THE J & R MCCRACKEN QLD UNIT TRU | AquaCheck Sub Surface 100cm Probe with 5m cable | 1067 | Soil Mositure Probe - connects by cable to Telemetry Kit | Not intedend for self install | No | We deliver end-to-end installation and commissioning of remote automation control systems for irrigation projects, ensuring seamless integration with pumps, motors, and field infrastructure. Our team provides practical, on-site training to operators and staff, covering system operation, remote monitoring, and basic troubleshooting. This ensures your team can confidently manage water delivery, optimise system performance, and maintain reliable day-to-day operation. | Eligible | Eligible for rebate funding. | N/A
569 | 1474662 | The Trustee for THE J & R MCCRACKEN QLD UNIT TRU | AquaCheck Sub Surface 80cm Probe with 5m cable | 1057 | Soil Mositure Probe - connects by cable to Telemetry Kit | Not intedend for self install | No | We deliver end-to-end installation and commissioning of remote automation control systems for irrigation projects, ensuring seamless integration with pumps, motors, and field infrastructure. Our team provides practical, on-site training to operators and staff, covering system operation, remote monitoring, and basic troubleshooting. This ensures your team can confidently manage water delivery, optimise system performance, and maintain reliable day-to-day operation. | Eligible | Eligible for rebate funding. | N/A
568 | 1474662 | The Trustee for THE J & R MCCRACKEN QLD UNIT TRU | AquaCheck Sub Surface 60cm Probe with 5m cable | 1030 | Soil Mositure Probe - connects by cable to Telemetry Kit | Not intedend for self install | No | We deliver end-to-end installation and commissioning of remote automation control systems for irrigation projects, ensuring seamless integration with pumps, motors, and field infrastructure. Our team provides practical, on-site training to operators and staff, covering system operation, remote monitoring, and basic troubleshooting. This ensures your team can confidently manage water delivery, optimise system performance, and maintain reliable day-to-day operation. | Eligible | Eligible for rebate funding. | N/A
627 | 1474662 | The Trustee for THE J & R MCCRACKEN QLD UNIT TRU | LT-1 Leaf Temperature Sensor | 1000 | Weather Parameter Sensor - connects to Telemetry Kit | Not intedend for self install | No | We deliver end-to-end installation and commissioning of remote automation control systems for irrigation projects, ensuring seamless integration with pumps, motors, and field infrastructure. Our team provides practical, on-site training to operators and staff, covering system operation, remote monitoring, and basic troubleshooting. This ensures your team can confidently manage water delivery, optimise system performance, and maintain reliable day-to-day operation. | Eligible | Eligible for rebate funding. | N/A
555 | 1474662 | The Trustee for THE J & R MCCRACKEN QLD UNIT TRU | 9 Port Logger Board with 1 Output | 985 | Input Expansion Module | Not intedend for self install | No | We deliver end-to-end installation and commissioning of remote automation control systems for irrigation projects, ensuring seamless integration with pumps, motors, and field infrastructure. Our team provides practical, on-site training to operators and staff, covering system operation, remote monitoring, and basic troubleshooting. This ensures your team can confidently manage water delivery, optimise system performance, and maintain reliable day-to-day operation. | Eligible | Eligible for rebate funding. | N/A
567 | 1474662 | The Trustee for THE J & R MCCRACKEN QLD UNIT TRU | AquaCheck Sub-Surface 40cm Probe with 5m cable | 924 | Soil Mositure Probe - connects by cable to Telemetry Kit | Not intedend for self install | No | We deliver end-to-end installation and commissioning of remote automation control systems for irrigation projects, ensuring seamless integration with pumps, motors, and field infrastructure. Our team provides practical, on-site training to operators and staff, covering system operation, remote monitoring, and basic troubleshooting. This ensures your team can confidently manage water delivery, optimise system performance, and maintain reliable day-to-day operation. | Eligible | Eligible for rebate funding. | N/A
632 | 1474662 | The Trustee for THE J & R MCCRACKEN QLD UNIT TRU | Soil water potential and temperature sensor, calibrated, SDI-12 output, 5m cable. | 875 | Soil Mositure Probe - connects by cable to Telemetry Kit | Not intedend for self install | No | We deliver end-to-end installation and commissioning of remote automation control systems for irrigation projects, ensuring seamless integration with pumps, motors, and field infrastructure. Our team provides practical, on-site training to operators and staff, covering system operation, remote monitoring, and basic troubleshooting. This ensures your team can confidently manage water delivery, optimise system performance, and maintain reliable day-to-day operation. | Eligible | Eligible for rebate funding. | N/A
628 | 1474662 | The Trustee for THE J & R MCCRACKEN QLD UNIT TRU | TDR-315H Sensor - Volumetric Water Content, Temperature & EC | 850 | Soil Mositure Probe - connects by cable to Telemetry Kit | Not intedend for self install | No | We deliver end-to-end installation and commissioning of remote automation control systems for irrigation projects, ensuring seamless integration with pumps, motors, and field infrastructure. Our team provides practical, on-site training to operators and staff, covering system operation, remote monitoring, and basic troubleshooting. This ensures your team can confidently manage water delivery, optimise system performance, and maintain reliable day-to-day operation. | Eligible | Eligible for rebate funding. | N/A
629 | 1474662 | The Trustee for THE J & R MCCRACKEN QLD UNIT TRU | TDR-310W Sensor - Volumetric Water Content, Temperature & EC | 850 | Soil Mositure Probe - connects by cable to Telemetry Kit | Not intedend for self install | No | We deliver end-to-end installation and commissioning of remote automation control systems for irrigation projects, ensuring seamless integration with pumps, motors, and field infrastructure. Our team provides practical, on-site training to operators and staff, covering system operation, remote monitoring, and basic troubleshooting. This ensures your team can confidently manage water delivery, optimise system performance, and maintain reliable day-to-day operation. | Eligible | Eligible for rebate funding. | N/A
630 | 1474662 | The Trustee for THE J & R MCCRACKEN QLD UNIT TRU | TDR-305N Sensor - Volumetric Water Content, Temperature & EC | 850 | Soil Mositure Probe - connects by cable to Telemetry Kit | Not intedend for self install | No | We deliver end-to-end installation and commissioning of remote automation control systems for irrigation projects, ensuring seamless integration with pumps, motors, and field infrastructure. Our team provides practical, on-site training to operators and staff, covering system operation, remote monitoring, and basic troubleshooting. This ensures your team can confidently manage water delivery, optimise system performance, and maintain reliable day-to-day operation. | Eligible | Eligible for rebate funding. | N/A
631 | 1474662 | The Trustee for THE J & R MCCRACKEN QLD UNIT TRU | Soil water content, temperature & EC sensor, SDI-12 output, 5m cable | 825 | Soil Mositure Probe - connects by cable to Telemetry Kit | Not intedend for self install | No | We deliver end-to-end installation and commissioning of remote automation control systems for irrigation projects, ensuring seamless integration with pumps, motors, and field infrastructure. Our team provides practical, on-site training to operators and staff, covering system operation, remote monitoring, and basic troubleshooting. This ensures your team can confidently manage water delivery, optimise system performance, and maintain reliable day-to-day operation. | Eligible | Eligible for rebate funding. | N/A
566 | 1474662 | The Trustee for THE J & R MCCRACKEN QLD UNIT TRU | AquaCheck Sub-Surface 20cm Probe with 5m cable | 685 | Soil Mositure Probe - connects by cable to Telemetry Kit | Not intedend for self install | No | We deliver end-to-end installation and commissioning of remote automation control systems for irrigation projects, ensuring seamless integration with pumps, motors, and field infrastructure. Our team provides practical, on-site training to operators and staff, covering system operation, remote monitoring, and basic troubleshooting. This ensures your team can confidently manage water delivery, optimise system performance, and maintain reliable day-to-day operation. | Eligible | Eligible for rebate funding. | N/A
600 | 1474662 | The Trustee for THE J & R MCCRACKEN QLD UNIT TRU | Solar Radiation Sensor | 495 | Weather Parameter Sensor - connects to Telemetry Kit | Not intedend for self install | No | We deliver end-to-end installation and commissioning of remote automation control systems for irrigation projects, ensuring seamless integration with pumps, motors, and field infrastructure. Our team provides practical, on-site training to operators and staff, covering system operation, remote monitoring, and basic troubleshooting. This ensures your team can confidently manage water delivery, optimise system performance, and maintain reliable day-to-day operation. | Eligible | Eligible for rebate funding. | N/A
601 | 1474662 | The Trustee for THE J & R MCCRACKEN QLD UNIT TRU | Anemometer | 495 | Weather Parameter Sensor - connects to Telemetry Kit | Not intedend for self install | No | We deliver end-to-end installation and commissioning of remote automation control systems for irrigation projects, ensuring seamless integration with pumps, motors, and field infrastructure. Our team provides practical, on-site training to operators and staff, covering system operation, remote monitoring, and basic troubleshooting. This ensures your team can confidently manage water delivery, optimise system performance, and maintain reliable day-to-day operation. | Eligible | Eligible for rebate funding. | N/A
606 | 1474662 | The Trustee for THE J & R MCCRACKEN QLD UNIT TRU | Temperature and Humidity Sensor | 397 | Weather Parameter Sensor - connects to Telemetry Kit | Not intedend for self install | No | We deliver end-to-end installation and commissioning of remote automation control systems for irrigation projects, ensuring seamless integration with pumps, motors, and field infrastructure. Our team provides practical, on-site training to operators and staff, covering system operation, remote monitoring, and basic troubleshooting. This ensures your team can confidently manage water delivery, optimise system performance, and maintain reliable day-to-day operation. | Eligible | Eligible for rebate funding. | N/A
618 | 1474662 | The Trustee for THE J & R MCCRACKEN QLD UNIT TRU | Vacuum Pressure Transmitter 0-15PSI Absolute | 364 | Water Pressure Sensor - connects to Telemetry Kit | Not intedend for self install | No | We deliver end-to-end installation and commissioning of remote automation control systems for irrigation projects, ensuring seamless integration with pumps, motors, and field infrastructure. Our team provides practical, on-site training to operators and staff, covering system operation, remote monitoring, and basic troubleshooting. This ensures your team can confidently manage water delivery, optimise system performance, and maintain reliable day-to-day operation. | Eligible | Eligible for rebate funding. | N/A
605 | 1474662 | The Trustee for THE J & R MCCRACKEN QLD UNIT TRU | Hi Resolution Temp Sensor | 345 | Weather Parameter Sensor - connects to Telemetry Kit | Not intedend for self install | No | We deliver end-to-end installation and commissioning of remote automation control systems for irrigation projects, ensuring seamless integration with pumps, motors, and field infrastructure. Our team provides practical, on-site training to operators and staff, covering system operation, remote monitoring, and basic troubleshooting. This ensures your team can confidently manage water delivery, optimise system performance, and maintain reliable day-to-day operation. | Eligible | Eligible for rebate funding. | N/A
602 | 1474662 | The Trustee for THE J & R MCCRACKEN QLD UNIT TRU | Rain Bucket | 330 | Weather Parameter Sensor - connects to Telemetry Kit | Not intedend for self install | No | We deliver end-to-end installation and commissioning of remote automation control systems for irrigation projects, ensuring seamless integration with pumps, motors, and field infrastructure. Our team provides practical, on-site training to operators and staff, covering system operation, remote monitoring, and basic troubleshooting. This ensures your team can confidently manage water delivery, optimise system performance, and maintain reliable day-to-day operation. | Eligible | Eligible for rebate funding. | N/A
619 | 1474662 | The Trustee for THE J & R MCCRACKEN QLD UNIT TRU | Leaf Wetness Sensor | 305 | Weather Parameter Sensor - connects to Telemetry Kit | Not intedend for self install | No | We deliver end-to-end installation and commissioning of remote automation control systems for irrigation projects, ensuring seamless integration with pumps, motors, and field infrastructure. Our team provides practical, on-site training to operators and staff, covering system operation, remote monitoring, and basic troubleshooting. This ensures your team can confidently manage water delivery, optimise system performance, and maintain reliable day-to-day operation. | Eligible | Eligible for rebate funding. | N/A
616 | 1474662 | The Trustee for THE J & R MCCRACKEN QLD UNIT TRU | Pressure Transmitter 0-6 Bar (87 PSI) with 9ft of cable prewired (indent) | 258 | Water Pressure Sensor - connects to Telemetry Kit | Not intedend for self install | No | We deliver end-to-end installation and commissioning of remote automation control systems for irrigation projects, ensuring seamless integration with pumps, motors, and field infrastructure. Our team provides practical, on-site training to operators and staff, covering system operation, remote monitoring, and basic troubleshooting. This ensures your team can confidently manage water delivery, optimise system performance, and maintain reliable day-to-day operation. | Eligible | Eligible for rebate funding. | N/A
617 | 1474662 | The Trustee for THE J & R MCCRACKEN QLD UNIT TRU | Pressure Transmitter 0-10 Bar (145 PSI) with 9ft of cable prewired (indent) | 258 | Water Pressure Sensor - connects to Telemetry Kit | Not intedend for self install | No | We deliver end-to-end installation and commissioning of remote automation control systems for irrigation projects, ensuring seamless integration with pumps, motors, and field infrastructure. Our team provides practical, on-site training to operators and staff, covering system operation, remote monitoring, and basic troubleshooting. This ensures your team can confidently manage water delivery, optimise system performance, and maintain reliable day-to-day operation. | Eligible | Eligible for rebate funding. | N/A
614 | 1474662 | The Trustee for THE J & R MCCRACKEN QLD UNIT TRU | Pressure Transmitter 0-6 Bar (87 PSI) with 3ft of cable prewired (indent) | 247 | Water Pressure Sensor - connects to Telemetry Kit | Not intedend for self install | No | We deliver end-to-end installation and commissioning of remote automation control systems for irrigation projects, ensuring seamless integration with pumps, motors, and field infrastructure. Our team provides practical, on-site training to operators and staff, covering system operation, remote monitoring, and basic troubleshooting. This ensures your team can confidently manage water delivery, optimise system performance, and maintain reliable day-to-day operation. | Eligible | Eligible for rebate funding. | N/A
615 | 1474662 | The Trustee for THE J & R MCCRACKEN QLD UNIT TRU | Pressure Transmitter 0-10 Bar (145 PSI) with 3ft of cable prewired (indent) | 247 | Water Pressure Sensor - connects to Telemetry Kit | Not intedend for self install | No | We deliver end-to-end installation and commissioning of remote automation control systems for irrigation projects, ensuring seamless integration with pumps, motors, and field infrastructure. Our team provides practical, on-site training to operators and staff, covering system operation, remote monitoring, and basic troubleshooting. This ensures your team can confidently manage water delivery, optimise system performance, and maintain reliable day-to-day operation. | Eligible | Eligible for rebate funding. | N/A
608 | 1474662 | The Trustee for THE J & R MCCRACKEN QLD UNIT TRU | Pressure Transmitter 0-0.5 Bar (7 PSI) (External Tank Level Sensor) | 236 | Water Pressure Sensor - connects to Telemetry Kit | Not intedend for self install | No | We deliver end-to-end installation and commissioning of remote automation control systems for irrigation projects, ensuring seamless integration with pumps, motors, and field infrastructure. Our team provides practical, on-site training to operators and staff, covering system operation, remote monitoring, and basic troubleshooting. This ensures your team can confidently manage water delivery, optimise system performance, and maintain reliable day-to-day operation. | Eligible | Eligible for rebate funding. | N/A
609 | 1474662 | The Trustee for THE J & R MCCRACKEN QLD UNIT TRU | Pressure Transmitter 0-2.5 Bar (36 PSI) | 236 | Water Pressure Sensor - connects to Telemetry Kit | Not intedend for self install | No | We deliver end-to-end installation and commissioning of remote automation control systems for irrigation projects, ensuring seamless integration with pumps, motors, and field infrastructure. Our team provides practical, on-site training to operators and staff, covering system operation, remote monitoring, and basic troubleshooting. This ensures your team can confidently manage water delivery, optimise system performance, and maintain reliable day-to-day operation. | Eligible | Eligible for rebate funding. | N/A
610 | 1474662 | The Trustee for THE J & R MCCRACKEN QLD UNIT TRU | Pressure Transmitter 0-6 Bar (87 PSI) | 236 | Water Pressure Sensor - connects to Telemetry Kit | Not intedend for self install | No | We deliver end-to-end installation and commissioning of remote automation control systems for irrigation projects, ensuring seamless integration with pumps, motors, and field infrastructure. Our team provides practical, on-site training to operators and staff, covering system operation, remote monitoring, and basic troubleshooting. This ensures your team can confidently manage water delivery, optimise system performance, and maintain reliable day-to-day operation. | Eligible | Eligible for rebate funding. | N/A
611 | 1474662 | The Trustee for THE J & R MCCRACKEN QLD UNIT TRU | Pressure Transmitter 0-10 Bar (145 PSI) | 236 | Water Pressure Sensor - connects to Telemetry Kit | Not intedend for self install | No | We deliver end-to-end installation and commissioning of remote automation control systems for irrigation projects, ensuring seamless integration with pumps, motors, and field infrastructure. Our team provides practical, on-site training to operators and staff, covering system operation, remote monitoring, and basic troubleshooting. This ensures your team can confidently manage water delivery, optimise system performance, and maintain reliable day-to-day operation. | Eligible | Eligible for rebate funding. | N/A
612 | 1474662 | The Trustee for THE J & R MCCRACKEN QLD UNIT TRU | Pressure Transmitter 0-16 Bar (230 PSI) | 236 | Water Pressure Sensor - connects to Telemetry Kit | Not intedend for self install | No | We deliver end-to-end installation and commissioning of remote automation control systems for irrigation projects, ensuring seamless integration with pumps, motors, and field infrastructure. Our team provides practical, on-site training to operators and staff, covering system operation, remote monitoring, and basic troubleshooting. This ensures your team can confidently manage water delivery, optimise system performance, and maintain reliable day-to-day operation. | Eligible | Eligible for rebate funding. | N/A
613 | 1474662 | The Trustee for THE J & R MCCRACKEN QLD UNIT TRU | Pressure Transmitter 0-25 Bar (350 PSI) | 236 | Water Pressure Sensor - connects to Telemetry Kit | Not intedend for self install | No | We deliver end-to-end installation and commissioning of remote automation control systems for irrigation projects, ensuring seamless integration with pumps, motors, and field infrastructure. Our team provides practical, on-site training to operators and staff, covering system operation, remote monitoring, and basic troubleshooting. This ensures your team can confidently manage water delivery, optimise system performance, and maintain reliable day-to-day operation. | Eligible | Eligible for rebate funding. | N/A
576 | 1474662 | The Trustee for THE J & R MCCRACKEN QLD UNIT TRU | Level Shift Board - use with EnviroPro for extended cable runs | 37 | Adaptor Board for existing probes to connect to Telemetry Kits | Not intedend for self install | No | We deliver end-to-end installation and commissioning of remote automation control systems for irrigation projects, ensuring seamless integration with pumps, motors, and field infrastructure. Our team provides practical, on-site training to operators and staff, covering system operation, remote monitoring, and basic troubleshooting. This ensures your team can confidently manage water delivery, optimise system performance, and maintain reliable day-to-day operation. | Eligible | Eligible for rebate funding. | N/A
10242 | 1475462 | THE TRUSTEE FOR THE SPRING HEAD UNIT TRUST | Strato 1 Weather Station (ST1) | 4000 | Weather Station, telemetry and mounting kit. Measures rainfall, humidity, temperature, and wind | No | Yes | On farm training with customer to infom the grower of product, set up and in season technical advice/diagnostics if required (information guides are also available). | Eligible | Eligible for rebate funding. | N/A
10248 | 1475462 | THE TRUSTEE FOR THE SPRING HEAD UNIT TRUST | EnviroPro 160 cm Soil Moisture Probe with EC | 3690 | Measures soil moisture, temperature and electrical conductivity at 16 depths (Sensors at 10cm intervals) must connect with TD2 | No | Yes | On farm training with customer to infom the grower of product, set up and in season technical advice/diagnostics if required (information guides are also available). | Eligible | Eligible for rebate funding. | N/A
10245 | 1475462 | THE TRUSTEE FOR THE SPRING HEAD UNIT TRUST | EnviroPro 160 cm Soil Moisture Probe | 2490 | Measures soil moisture and temperature at 16 depths (Sensors at 10cm intervals) must connect with TD2 | No | Yes | On farm training with customer to infom the grower of product, set up and in season technical advice/diagnostics if required (information guides are also available). | Eligible | Eligible for rebate funding. | N/A
10247 | 1475462 | THE TRUSTEE FOR THE SPRING HEAD UNIT TRUST | EnviroPro 120 cm Soil Moisture Probe with EC | 2490 | Measures soil moisture, temperature and electrical conductivity at 12 depths (Sensors at 10cm intervals) must connect with TD2 | No | Yes | On farm training with customer to infom the grower of product, set up and in season technical advice/diagnostics if required (information guides are also available). | Eligible | Eligible for rebate funding. | N/A
10235 | 1475462 | THE TRUSTEE FOR THE SPRING HEAD UNIT TRUST | Vertex 4 Soil Sensor (V4) | 2000 | Measures soil moisture and electrical conductivity at 3 depths, temperature 2 depths | No | Yes | On farm training and installation with customer to infom the grower of product use and uninstall on farm due to its removable nature. First Installation to be done by supplier. | Eligible | Eligible for rebate funding. | N/A
10244 | 1475462 | THE TRUSTEE FOR THE SPRING HEAD UNIT TRUST | EnviroPro 120 cm Soil Moisture Probe | 1790 | Measures soil moisture and temperature at 12 depths (Sensors at 10cm intervals) must connect with TD2 | No | Yes | On farm training with customer to infom the grower of product, set up and in season technical advice/diagnostics if required (information guides are also available). | Eligible | Eligible for rebate funding. | N/A
10246 | 1475462 | THE TRUSTEE FOR THE SPRING HEAD UNIT TRUST | EnviroPro 80 cm Soil Moisture Probe with EC | 1690 | Measures soil moisture, temperature and electrical conductivity at 8 depths (Sensors at 10cm intervals )must connect with TD2 | No | Yes | On farm training with customer to infom the grower of product, set up and in season technical advice/diagnostics if required (information guides are also available). | Eligible | Eligible for rebate funding. | N/A
10243 | 1475462 | THE TRUSTEE FOR THE SPRING HEAD UNIT TRUST | EnviroPro 80 cm Soil Moisture Probe | 1190 | Measures soil moisture and temperature at 8 depths (Sensors at 10cm intervals) must connect with TD2 | No | Yes | On farm training with customer to infom the grower of product, set up and in season technical advice/diagnostics if required (information guides are also available). | Eligible | Eligible for rebate funding. | N/A
10241 | 1475462 | THE TRUSTEE FOR THE SPRING HEAD UNIT TRUST | Evato 1 ET Sensor (ET1) Long | 900 | ET Accessory Kit Long (8m cable) (must connect with TD2E Logger) | No | Yes | On farm training with customer to infom the grower of product, set up and in season technical advice/diagnostics if required (information guides are also available). | Eligible | Eligible for rebate funding. | N/A
10240 | 1475462 | THE TRUSTEE FOR THE SPRING HEAD UNIT TRUST | Evato 1 ET Sensor (ET1) Short | 800 | ET Accessory Kit Short (2m cable) (must connect with TD2E Logger) | No | Yes | On farm training with customer to infom the grower of product, set up and in season technical advice/diagnostics if required (information guides are also available). | Eligible | Eligible for rebate funding. | N/A
10239 | 1475462 | THE TRUSTEE FOR THE SPRING HEAD UNIT TRUST | Rain Gauge 1 (RG1) | 400 | CropX Rain Gauge (must connect with TD2 or TD2E Logger) | No | Yes | On farm training with customer to infom the grower of product, set up and in season technical advice/diagnostics if required (information guides are also available). | Eligible | Eligible for rebate funding. | N/A
10256 | 1475462 | THE TRUSTEE FOR THE SPRING HEAD UNIT TRUST | CropX Logger Upgrade/Replacement | 140 | CropX Logger Upgrade to existing soil moisture senser site | No | No | No training required as supplier to install | Eligible | Eligible for rebate funding. | N/A
5106 | 1475408 | Viss Water Pty Ltd | AF-SI.99-30 | 1868.64 | Aquaflex 4-20mA 2 output Moisture and Temperature sensor with 30m data cable | no, irrgation system trained installer | no | We have a trained our dealers to support systems and customers | Eligible Bundle | Itemised component breakdown required and must be provided when the claim is lodged, in accordance with the Grant Opportunity Guidelines. | N/A
4968 | 1475408 | Viss Water Pty Ltd | EXDRPHEC1MON | 1599.36 | Dream interface EC/pH Monitor | YES following the manual | Yes | We have a trained our dealers to support systems and customers | Eligible | Eligible for rebate funding. | N/A
4943 | 1475408 | Viss Water Pty Ltd | MINIAGPR12042WIFIIT | 1543.6 | MINIAGG PRO 20 Out DC/4/1+DPANA & modem Wi-Fi TG | No irrigation system trained installer | No | We have a trained our dealers to support systems and customers | Eligible | Eligible for rebate funding. | N/A
5102 | 1475408 | Viss Water Pty Ltd | EP100G-08 | 1355.92 | EnviroPro 8 sensor soil probe, plus EC model 80cm (5m data cable only) | no, irrgation system trained installer | no | We have a trained our dealers to support systems and customers | Eligible | Eligible for rebate funding. | N/A
5105 | 1475408 | Viss Water Pty Ltd | AF-SI.99-20 | 1263.44 | Aquaflex 4-20mA 2 output Moisture and Temperature sensor with 20m data cable | no, irrgation system trained installer | no | We have a trained our dealers to support systems and customers | Eligible Bundle | Itemised component breakdown required and must be provided when the claim is lodged, in accordance with the Grant Opportunity Guidelines. | N/A
5104 | 1475408 | Viss Water Pty Ltd | AF-SI.99-10 | 1127.44 | Aquaflex 4-20mA 2 output Moisture and Temperature sensor with 10m data cable | no, irrgation system trained installer | no | We have a trained our dealers to support systems and customers | Eligible Bundle | Itemised component breakdown required and must be provided when the claim is lodged, in accordance with the Grant Opportunity Guidelines. | N/A
5101 | 1475408 | Viss Water Pty Ltd | EP100GL-08 | 1081.2 | EnviroPro 8 sensor soil probe, std model 80cm (5m data cable only) NO EC | no, irrgation system trained installer | no | We have a trained our dealers to support systems and customers | Eligible | Eligible for rebate funding. | N/A
5103 | 1475408 | Viss Water Pty Ltd | AF-SI.99-03 | 1020 | Aquaflex 3m 4-20mA 2 x output moisture & temperature sensor with 3m data cable. | no, irrgation system trained installer | no | We have a trained our dealers to support systems and customers | Eligible Bundle | Itemised component breakdown required and must be provided when the claim is lodged, in accordance with the Grant Opportunity Guidelines. | N/A
4952 | 1475408 | Viss Water Pty Ltd | EXRK120-09 | 904.4 | Ultrasonic Wind Speed and Direction Sensor (SDI) | YES following the manual | Yes | We have a trained our dealers to support systems and customers | Eligible | Eligible for rebate funding. | N/A
5061 | 1475408 | Viss Water Pty Ltd | EXEC8000 | 777.92 | EC Sensor (up to 6 bar pressure) | no, irrgation system trained installer | no | We have a trained our dealers to support systems and customers | Eligible | Eligible for rebate funding. | N/A
4955 | 1475408 | Viss Water Pty Ltd | EXRK400-01-SDI | 632.4 | Rain Bucket Gauge (SDI-12) | YES following the manual | Yes | We have a trained our dealers to support systems and customers | Eligible | Eligible for rebate funding. | N/A
5060 | 1475408 | Viss Water Pty Ltd | EXPH9000 | 612 | pH Sensor ( up to 10 bar pressure) | no, irrgation system trained installer | no | We have a trained our dealers to support systems and customers | Eligible | Eligible for rebate funding. | N/A
4953 | 1475408 | Viss Water Pty Ltd | EXRK200-04 | 503.2 | Solar Radiation Sensor (SDI) | YES following the manual | Yes | We have a trained our dealers to support systems and customers | Eligible | Eligible for rebate funding. | N/A
5062 | 1475408 | Viss Water Pty Ltd | EXERTURFTHCMP | 412.08 | THD sensor (Temp, Humidity, Dewpoint set) intergrated into G5 modular RTU | no, irrgation system trained installer | no | We have a trained our dealers to support systems and customers | Eligible | Eligible for rebate funding. | N/A
4954 | 1475408 | Viss Water Pty Ltd | EXRK330-01B | 405.28 | Atmospheric Temperature, Humidity, pressure and Dew point (SDI) | YES following the manual | Yes | We have a trained our dealers to support systems and customers | Eligible | Eligible for rebate funding. | N/A
4956 | 1475408 | Viss Water Pty Ltd | EXRK400-04 | 405.28 | Rain Bucket Gauge (Digital on/off) | YES following the manual | Yes | We have a trained our dealers to support systems and customers | Eligible | Eligible for rebate funding. | N/A
5141 | 1475408 | Viss Water Pty Ltd | EXDP0002AMP | 337.28 | Industrial electronic differential pressurestat [DP] | no, irrgation system trained installer | yes | We have a trained our dealers to support systems and customers | Eligible | Eligible for rebate funding. | N/A
4957 | 1475408 | Viss Water Pty Ltd | HP300-S2-06 | 102 | Pressure transducer 0-6 bar, ¼" BSPT, 4-20mA with 5m cable | YES following the manual | Yes | We have a trained our dealers to support systems and customers | Eligible | Eligible for rebate funding. | N/A
4958 | 1475408 | Viss Water Pty Ltd | HP300-S2-10 | 102 | Pressure transducer 0-10 bar, ¼" BSPT, 4-20mA with 5m cable | YES following the manual | Yes | We have a trained our dealers to support systems and customers | Eligible | Eligible for rebate funding. | N/A
1436 | 1471644 | Water Supplements In solution Pty Ltd | Conductivity sensor | 1900 | measures the conductivity of each injection pulse and alarms if conductivity is too high | Yes | Yes | generally self installed however on site installation is available | Eligible | Eligible for rebate funding. | N/A
6695 | 1475587 | Water Ways Australia Pty Ltd | AF-SI.99-30 | 1868.64 | Aquaflex 4-20mA 2 output Moisture and Temperature sensor with 30m data cable | no, irrgation system trained installer | no | We have a trained our dealers to support systems and customers | Eligible | Eligible for rebate funding. | N/A
6557 | 1475587 | Water Ways Australia Pty Ltd | EXDRPHEC1MON | 1599.36 | Dream interface EC/pH Monitor | Yes | no | We have a trained our dealers to support systems and customers | Eligible | Eligible for rebate funding. | N/A
6532 | 1475587 | Water Ways Australia Pty Ltd | MINIAGPR12042WIFIIT | 1543.6 | MINIAGG PRO 20 Out DC/4/1+DPANA & modem Wi-Fi TG | YES following the manual | No | We have a trained our dealers to support systems and customers | Eligible Bundle | Itemised component breakdown required and must be provided when the claim is lodged, in accordance with the Grant Opportunity Guidelines. | N/A
6691 | 1475587 | Water Ways Australia Pty Ltd | EP100G-08 | 1355.92 | EnviroPro 8 sensor soil probe, plus EC model 80cm (5m data cable only) | no, irrgation system trained installer | no | We have a trained our dealers to support systems and customers | Eligible | Eligible for rebate funding. | N/A
6694 | 1475587 | Water Ways Australia Pty Ltd | AF-SI.99-20 | 1263.44 | Aquaflex 4-20mA 2 output Moisture and Temperature sensor with 20m data cable | no, irrgation system trained installer | no | We have a trained our dealers to support systems and customers | Eligible | Eligible for rebate funding. | N/A
6693 | 1475587 | Water Ways Australia Pty Ltd | AF-SI.99-10 | 1127.44 | Aquaflex 4-20mA 2 output Moisture and Temperature sensor with 10m data cable | no, irrgation system trained installer | no | We have a trained our dealers to support systems and customers | Eligible | Eligible for rebate funding. | N/A
6690 | 1475587 | Water Ways Australia Pty Ltd | EP100GL-08 | 1081.2 | EnviroPro 8 sensor soil probe, std model 80cm (5m data cable only) NO EC | no, irrgation system trained installer | no | We have a trained our dealers to support systems and customers | Eligible | Eligible for rebate funding. | N/A
6692 | 1475587 | Water Ways Australia Pty Ltd | AF-SI.99-03 | 1020 | Aquaflex 3m 4-20mA 2 x output moisture & temperature sensor with 3m data cable. | no, irrgation system trained installer | no | We have a trained our dealers to support systems and customers | Eligible | Eligible for rebate funding. | N/A
6541 | 1475587 | Water Ways Australia Pty Ltd | EXRK120-09 | 904.4 | Ultrasonic Wind Speed and Direction Sensor (SDI) | YES following the manual | Yes | We have a trained our dealers to support systems and customers | Eligible | Eligible for rebate funding. | N/A
6650 | 1475587 | Water Ways Australia Pty Ltd | EXEC8000 | 777.92 | EC Sensor (up to 6 bar pressure) | no, irrgation system trained installer | no | We have a trained our dealers to support systems and customers | Eligible | Eligible for rebate funding. | N/A
6544 | 1475587 | Water Ways Australia Pty Ltd | EXRK400-01-SDI | 632.4 | Rain Bucket Gauge (SDI-12) | Yes | yes | We have a trained our dealers to support systems and customers | Eligible | Eligible for rebate funding. | N/A
6649 | 1475587 | Water Ways Australia Pty Ltd | EXPH9000 | 612 | pH Sensor ( up to 10 bar pressure) | no, irrgation system trained installer | no | We have a trained our dealers to support systems and customers | Eligible | Eligible for rebate funding. | N/A
6542 | 1475587 | Water Ways Australia Pty Ltd | EXRK200-04 | 503.2 | Solar Radiation Sensor (SDI) | YES following the manual | Yes | We have a trained our dealers to support systems and customers | Eligible | Eligible for rebate funding. | N/A
6651 | 1475587 | Water Ways Australia Pty Ltd | EXERTURFTHCMP | 412.08 | THD sensor (Temp, Humidity, Dewpoint set) intergrated into G5 modular RTU | no, irrgation system trained installer | no | We have a trained our dealers to support systems and customers | Eligible | Eligible for rebate funding. | N/A
6543 | 1475587 | Water Ways Australia Pty Ltd | EXRK330-01B | 405.28 | Atmospheric Temperature, Humidity, pressure and Dew point (SDI) | Yes | yes | We have a trained our dealers to support systems and customers | Eligible | Eligible for rebate funding. | N/A
6545 | 1475587 | Water Ways Australia Pty Ltd | EXRK400-04 | 405.28 | Rain Bucket Gauge (Digital on/off) | Yes | yes | We have a trained our dealers to support systems and customers | Eligible | Eligible for rebate funding. | N/A
6730 | 1475587 | Water Ways Australia Pty Ltd | EXDP0002AMP | 337.28 | Industrial electronic differential pressurestat [DP] | no, irrgation system trained installer | yes | We have a trained our dealers to support systems and customers | Eligible | Eligible for rebate funding. | N/A
6546 | 1475587 | Water Ways Australia Pty Ltd | HP300-S2-06 | 102 | Pressure transducer 0-6 bar, ¼" BSPT, 4-20mA with 5m cable | Yes | yes | We have a trained our dealers to support systems and customers | Eligible | Eligible for rebate funding. | N/A
6547 | 1475587 | Water Ways Australia Pty Ltd | HP300-S2-10 | 102 | Pressure transducer 0-10 bar, ¼" BSPT, 4-20mA with 5m cable | YES following the manual | yes | We have a trained our dealers to support systems and customers | Eligible | Eligible for rebate funding. | N/A
7608 | 1475484 | WATERTEK PTY LTD | 70240-000112 Octave 12 BS Netafim-AU NMI | 13130 | 12" Ultrasonic Water with rate of flow display. NMI approved | Yes | No | <not provided> | Eligible | Eligible for rebate funding. | N/A
7607 | 1475484 | WATERTEK PTY LTD | 70240-000111 Octave 10 BS Netafim-AU NMI | 11822 | 10" Ultrasonic Water with rate of flow display. NMI approved | Yes | No | <not provided> | Eligible | Eligible for rebate funding. | N/A
7606 | 1475484 | WATERTEK PTY LTD | 70240-000055 Octave 8 High Flow SST AU NMI BSTD | 9188 | 8" Ultrasonic Water with rate of flow display. NMI approved | Yes | No | <not provided> | Eligible | Eligible for rebate funding. | N/A
7602 | 1475484 | WATERTEK PTY LTD | 70240-000012 Octave 8 High Flow S.St BSTD | 9188 | 8" Ultrasonic Water with rate of flow display | Yes | No | <not provided> | Eligible | Eligible for rebate funding. | N/A
7605 | 1475484 | WATERTEK PTY LTD | 70240-000054 Octave 6 High Flow SST AU NMI BSTD | 8917 | 6" Ultrasonic Water with rate of flow display. NMI approved | Yes | No | <not provided> | Eligible | Eligible for rebate funding. | N/A
7601 | 1475484 | WATERTEK PTY LTD | 70240-000009 Octave 6 High Flow S.St BSTD | 8917 | 6" Ultrasonic Water with rate of flow display | Yes | No | <not provided> | Eligible | Eligible for rebate funding. | N/A
7598 | 1475484 | WATERTEK PTY LTD | 70240-000109 Octave 6 S.St BS F.F Netafim-AU NMI | 8105 | 6" Ultrasonic Water with rate of flow display. NMI Approved | Yes | No | <not provided> | Eligible | Eligible for rebate funding. | N/A
7604 | 1475484 | WATERTEK PTY LTD | 70240-000053 Octave 4 High Flow SST AU NMI BSTD | 5937 | 4" Ultrasonic Water with rate of flow display. NMI approved | Yes | No | <not provided> | Eligible | Eligible for rebate funding. | N/A
7600 | 1475484 | WATERTEK PTY LTD | 70240-000005 Octave 4 High Flow S.St BSTD | 5937 | 4" Ultrasonic Water with rate of flow display | Yes | No | <not provided> | Eligible | Eligible for rebate funding. | N/A
7597 | 1475484 | WATERTEK PTY LTD | 70240-000107 Octave 4 S.St BS F.F Netafim-AU NMI | 5397 | 4" Ultrasonic Water with rate of flow display. NMI Approved | Yes | No | <not provided> | Eligible | Eligible for rebate funding. | N/A
7603 | 1475484 | WATERTEK PTY LTD | 70240-000052 Octave 3 High Flow SST AU NMI BSTD | 5213 | 3" Ultrasonic Water with rate of flow display. NMI approved | Yes | No | <not provided> | Eligible | Eligible for rebate funding. | N/A
7599 | 1475484 | WATERTEK PTY LTD | 70240-000002 Octave 3 High Flow S.St BSTD | 5213 | 3" Ultrasonic Water with rate of flow display | Yes | No | <not provided> | Eligible | Eligible for rebate funding. | N/A
7596 | 1475484 | WATERTEK PTY LTD | 70240-000105 Octave 3 S.St BS F.F Netafim-AU NMI | 4739 | 3" Ultrasonic Water with rate of flow display. NMI Approved | Yes | No | <not provided> | Eligible | Eligible for rebate funding. | N/A
7593 | 1475484 | WATERTEK PTY LTD | 70240-000101 Octave 2 S.St BS F.F Netafim-AU NMI | 4141 | 2" Ultrasonic Water with rate of flow display. NMI Approved | Yes | No | <not provided> | Eligible | Eligible for rebate funding. | N/A
7594 | 1475484 | WATERTEK PTY LTD | 70240-000102 Octave 2 S.St Thr W/Cplgs Netafim-AU NMI | 3861 | 2" Ultrasonic Water with rate of flow display. NMI Approved | Yes | No | <not provided> | Eligible | Eligible for rebate funding. | N/A
7595 | 1475484 | WATERTEK PTY LTD | 70240-000103 Octave 2 Pl Thr W/Cplgs Netafim-AU NMI | 3712 | 2" Ultrasonic Water with rate of flow display. NMI Approved | Yes | No | <not provided> | Eligible | Eligible for rebate funding. | N/A
7566 | 1475484 | WATERTEK PTY LTD | 74360-007901 EC/pH transmitter, 110/230 Volt, wall mount | 3418 | Analogue Transmitter with display for the EC and pH senors [sensors not included] | No Technical training required | Yes | We have a trained and certificated team, with full hydraulic and electrical installation capabilities. | Eligible | Eligible for rebate funding. | N/A
7589 | 1475484 | WATERTEK PTY LTD | 74730-000090 Dendrometer Stalk Diameter-Ecomatik | 2229 | GS One plant stalk diameter sensor | No Technical training required | Yes | We have a trained and certificated team, with full hydraulic and electrical installation capabilities. | Eligible | Eligible for rebate funding. | N/A
7590 | 1475484 | WATERTEK PTY LTD | 74730-000091 Dendrometer Trunk Diameter-Ecomatik | 2077 | GS One plant trunk diameter sensor | No Technical training required | Yes | We have a trained and certificated team, with full hydraulic and electrical installation capabilities. | Eligible | Eligible for rebate funding. | N/A
7587 | 1475484 | WATERTEK PTY LTD | 74730-000009 Soil Moisture Netacap WP 6/60cm | 1623 | 60cm GS One/RadioNet Capacitance probes to measure soil moisture and temperature | YES following the manual | Yes | We have a trained and certificated team, with full hydraulic and electrical installation capabilities. | Eligible | Eligible for rebate funding. | N/A
7588 | 1475484 | WATERTEK PTY LTD | 74730-000011 Soil Moisture NetaCap WP 6/80cm | 1623 | 80cm GS One/RadioNet Capacitance probes to measure soil moisture and temperature | YES following the manual | Yes | We have a trained and certificated team, with full hydraulic and electrical installation capabilities. | Eligible | Eligible for rebate funding. | N/A
7586 | 1475484 | WATERTEK PTY LTD | 74730-000008 Soil Moisture Netacap WP 4/40cm | 1602 | 40cm GS One/RadioNet Capacitance probes to measure soil moisture and temperature | YES following the manual | Yes | We have a trained and certificated team, with full hydraulic and electrical installation capabilities. | Eligible | Eligible for rebate funding. | N/A
7611 | 1475484 | WATERTEK PTY LTD | 70240-005400 Fert Meter, PB, 25mm (1") with 1 L Pulse Output (400-1500 L/hr) | 1504 | 25mm Fertiliser meter with chemical resistant body and pulsed digital output for 1 litre | Yes | No | <not provided> | Eligible | Eligible for rebate funding. | N/A
7574 | 1475484 | WATERTEK PTY LTD | 74320-000004 Pyranometer Rad.RK200-04 2M Cable 4-20mA | 1477 | Management sensor for the GS Max controller to operate irrigation frequence according to solar radiation | No Technical training required | Yes | We have a trained and certificated team, with full hydraulic and electrical installation capabilities. | Eligible | Eligible for rebate funding. | N/A
7577 | 1475484 | WATERTEK PTY LTD | 74715-000014 GS One G2 Ext.Panel Pv 5.5W | 1406 | Standalone solar powered cellular cloud connected data collection platform for digital, analogue and Serial type sensors | YES following the manual | Yes | We have a trained and certificated team, with full hydraulic and electrical installation capabilities. | Eligible | Eligible for rebate funding. | N/A
7585 | 1475484 | WATERTEK PTY LTD | 74730-000013 Soil Moisture Netacap BP 3/30cm | 1374 | 30cm GS One/RadioNet Capacitance probes to measure soil moisture and temperature | YES following the manual | Yes | We have a trained and certificated team, with full hydraulic and electrical installation capabilities. | Eligible | Eligible for rebate funding. | N/A
7592 | 1475484 | WATERTEK PTY LTD | 74730-000038 Multi-Parameter Sensor WET150-Delta T | 1250 | GS One single site soil, moisture ,temperature and bulk EC sensor | No Technical training required | Yes | We have a trained and certificated team, with full hydraulic and electrical installation capabilities. | Eligible | Eligible for rebate funding. | N/A
7584 | 1475484 | WATERTEK PTY LTD | 74730-000002 Tens.MS -60/24-Irrometer | 1044 | GS One 60cm analogue Tensiometer | YES following the manual | Yes | We have a trained and certificated team, with full hydraulic and electrical installation capabilities. | Eligible | Eligible for rebate funding. | N/A
7583 | 1475484 | WATERTEK PTY LTD | 74730-000001 Tens.MS -30/12-Irrometer | 1001 | GS One 30cm analogue Tensiometer | YES following the manual | Yes | We have a trained and certificated team, with full hydraulic and electrical installation capabilities. | Eligible | Eligible for rebate funding. | N/A
7591 | 1475484 | WATERTEK PTY LTD | 74730-000010 Soil Moisture SM150T- DeltaT | 1001 | GS One single site soil moisture and temperature sensor | No Technical training required | Yes | We have a trained and certificated team, with full hydraulic and electrical installation capabilities. | Eligible | Eligible for rebate funding. | N/A
7578 | 1475484 | WATERTEK PTY LTD | 74320-000001 Stand Alone Rain Collector-Pronamic | 866 | GS One digital rain gauge | YES following the manual | No | <not provided> | Eligible | Eligible for rebate funding. | N/A
7609 | 1475484 | WATERTEK PTY LTD | 70240-005700 Fert Meter, SF, 20mm (3/4") with 0.1 L Pulse Output (70-300 L/hr) | 741 | 20mm Fertiliser meter with chemical resistant body and pulsed digital output for 0.1 litre | Yes | No | <not provided> | Eligible | Eligible for rebate funding. | N/A
7610 | 1475484 | WATERTEK PTY LTD | 70240-005720 Fert Meter, SF, 20mm (3/4") with 1 L Pulse Output (70-300 L/hr) | 741 | 20mm Fertiliser meter with chemical resistant body and pulsed digital output for 0.1 litre | Yes | No | <not provided> | Eligible | Eligible for rebate funding. | N/A
7573 | 1475484 | WATERTEK PTY LTD | 74703-000002 Temp & Humidity with Vent Sensor for GS Max | 737 | Temperature and Humidy sensor wired direct to the GS MAX or to a RadioNet DCP unit. | No Technical training required | Yes | We have a trained and certificated team, with full hydraulic and electrical installation capabilities. | Eligible | Eligible for rebate funding. | N/A
7568 | 1475484 | WATERTEK PTY LTD | 74360-000004 pH sensor, ABB, APS 110, for AWT420 | 493 | pH sensor probe one per transmitter | Yes | No | <not provided> | Eligible | Eligible for rebate funding. | N/A
7575 | 1475484 | WATERTEK PTY LTD | 00035-000500 P/Tducer 4-20mA 0-10 Bar SS 1/4" M12 | 462 | Pressure sensor analogue used on the mainline or field valve for monitoring | Yes | No | <not provided> | Eligible | Eligible for rebate funding. | N/A
7567 | 1475484 | WATERTEK PTY LTD | 74360-000005 EC sensor, ABB, CS 150, for AWT420 | 385 | EC sensor probe one per transmitter | Yes | No | <not provided> | Eligible | Eligible for rebate funding. | N/A
7582 | 1475484 | WATERTEK PTY LTD | 74320-000006 0-10 Bar Pressure Sensor Irrig.Monitor | 189 | GS One analogue pressure sensor 0-10 bar for sensing irrigation system pressure | YES following the manual | No | <not provided> | Eligible | Eligible for rebate funding. | N/A
7579 | 1475484 | WATERTEK PTY LTD | 74320-000002 0.5 Bar pressure switch irrig.monitor | 60 | GS One digital pressure switch 0.5bar for sensing irrigation lateral operation | YES following the manual | No | <not provided> | Eligible | Eligible for rebate funding. | N/A
7580 | 1475484 | WATERTEK PTY LTD | 74320-000003 1.5 Bar pressure switch irrig.monitor | 60 | GS One digital pressure switch 1.5bar for sensing irrigation lateral operation | YES following the manual | No | <not provided> | Eligible | Eligible for rebate funding. | N/A
7581 | 1475484 | WATERTEK PTY LTD | 74320-000005 1.0 Bar Pressure Switch Irrig.Monitor | 60 | GS One digital pressure switch 1.0bar for sensing irrigation lateral operation | YES following the manual | No | <not provided> | Eligible | Eligible for rebate funding. | N/A
3628 | 1475338 | Wildeye Ag Pty Ltd | Weather Station | 5635 | Weather station including Kisters Rain Gauge, ATH Temperature and Humidity Sensor, and Tekbox Wind Speed and Direction Sensors. Solar powered with uploads every 15 minutes. | No | NA | We will install hardware in monthly service runs, which is our currently existing practice. | Eligible | Eligible for rebate funding. | N/A
3642 | 1475338 | Wildeye Ag Pty Ltd | WIND SPEED & DIRECTION- Gill Windsonic | 2860 | Ultrasonic wind speed and direction sensor | No | NA | We will install hardware in monthly service runs, which is our currently existing practice. | Eligible | Eligible for rebate funding. | N/A
3656 | 1475338 | Wildeye Ag Pty Ltd | SOIL PROBE - Enviropro (160cm) | 2250 | 160cm Soil Moisture and Temperature Sensor. Used for water and fertilizer management. | No | NA | We will install hardware in monthly service runs, which is our currently existing practice. | Eligible | Eligible for rebate funding. | N/A
3630 | 1475338 | Wildeye Ag Pty Ltd | Soil Moisture Site (80cm probe) | 2160 | 80cm Enviropro and irrigation sensor. Solar powered with uploads every 2 hours. | No | NA | We will install hardware in monthly service runs, which is our currently existing practice. | Eligible | Eligible for rebate funding. | N/A
3631 | 1475338 | Wildeye Ag Pty Ltd | Soil Moisture Site (40cm probe) | 1860 | 40cm Enviropro and irrigation sensor. Solar powered with uploads every 2 hours. | No | NA | We will install hardware in monthly service runs, which is our currently existing practice. | Eligible | Eligible for rebate funding. | N/A
3651 | 1475338 | Wildeye Ag Pty Ltd | INTEGRATED WEATHER STATION - WDS6ETHP | 1770 | Integrated Weather Station | No | NA | We will install hardware in monthly service runs, which is our currently existing practice. | Eligible | Eligible for rebate funding. | N/A
3629 | 1475338 | Wildeye Ag Pty Ltd | Rain Gauge | 1630 | Kisters Rain Gauge. Battery powered with uploads every 15 minutes during rainfall. | No | NA | We will install hardware in monthly service runs, which is our currently existing practice. | Eligible | Eligible for rebate funding. | N/A
3655 | 1475338 | Wildeye Ag Pty Ltd | SOIL PROBE - Enviropro (120cm) | 1610 | 120cm Soil Moisture and Temperature Sensor. Used for water and fertilizer management. | No | NA | We will install hardware in monthly service runs, which is our currently existing practice. | Eligible | Eligible for rebate funding. | N/A
3632 | 1475338 | Wildeye Ag Pty Ltd | Bore Monitor | 1415 | 10m level sensor. Solar powered with uploads every 2 hours. | No | NA | We will install hardware in monthly service runs, which is our currently existing practice. | Eligible | Eligible for rebate funding. | N/A
3638 | 1475338 | Wildeye Ag Pty Ltd | RAIN GAUGE - Rimco | 1320 | High spec rain gauge | No | NA | We will install hardware in monthly service runs, which is our currently existing practice. | Eligible | Eligible for rebate funding. | N/A
3658 | 1475338 | Wildeye Ag Pty Ltd | SOIL PROBE - Sentek DD (90cm) | 1280 | 90cm Soil Moisture and Temperature Sensor. Used for water and fertilizer management. | No | NA | We will install hardware in monthly service runs, which is our currently existing practice. | Eligible | Eligible for rebate funding. | N/A
3654 | 1475338 | Wildeye Ag Pty Ltd | SOIL PROBE - Enviropro (80cm) | 1100 | 80cm Soil Moisture and Temperature Sensor. Used for water and fertilizer management. | No | NA | We will install hardware in monthly service runs, which is our currently existing practice. | Eligible | Eligible for rebate funding. | N/A
3640 | 1475338 | Wildeye Ag Pty Ltd | WIND SPEED - Tekbox Anemometer | 1040 | Anemometer which measures wind speed and gusts | No | NA | We will install hardware in monthly service runs, which is our currently existing practice. | Eligible | Eligible for rebate funding. | N/A
3641 | 1475338 | Wildeye Ag Pty Ltd | WIND DIRECTION - Tekbox Wind Vane | 1040 | Wind Vane | No | NA | We will install hardware in monthly service runs, which is our currently existing practice. | Eligible | Eligible for rebate funding. | N/A
3659 | 1475338 | Wildeye Ag Pty Ltd | SOIL PROBE - Sentek DD (60cm) | 980 | 60cm Soil Moisture and Temperature Sensor. Used for water and fertilizer management. | No | NA | We will install hardware in monthly service runs, which is our currently existing practice. | Eligible | Eligible for rebate funding. | N/A
3649 | 1475338 | Wildeye Ag Pty Ltd | SOLAR RADIATION - Rike 200-04 | 840 | Solar Radiation Sensor | No | NA | We will install hardware in monthly service runs, which is our currently existing practice. | Eligible | Eligible for rebate funding. | N/A
3645 | 1475338 | Wildeye Ag Pty Ltd | TEMP & HUMIDITY - ATH | 810 | Temperature and Humidity Sensor | No | NA | We will install hardware in monthly service runs, which is our currently existing practice. | Eligible | Eligible for rebate funding. | N/A
3653 | 1475338 | Wildeye Ag Pty Ltd | SOIL PROBE - Enviropro (40cm) | 800 | 40cm Soil Moisture and Temperature Sensor. Used for water and fertilizer management. | No | NA | We will install hardware in monthly service runs, which is our currently existing practice. | Eligible | Eligible for rebate funding. | N/A
3652 | 1475338 | Wildeye Ag Pty Ltd | SOIL PROBE - Teros 22 | 690 | Soil Tension Sensor. Used in Irrigation Scheduling. | No | NA | We will install hardware in monthly service runs, which is our currently existing practice. | Eligible | Eligible for rebate funding. | N/A
3637 | 1475338 | Wildeye Ag Pty Ltd | RAIN GAUGE - Kisters | 590 | Medium spec rain gauge. | No | NA | We will install hardware in monthly service runs, which is our currently existing practice. | Eligible | Eligible for rebate funding. | N/A
3657 | 1475338 | Wildeye Ag Pty Ltd | SOIL PROBE - ACCLIMA 315H | 560 | Single point soil moisture sensor. Used for water and fertilizer management in greenhouses. | No | NA | We will install hardware in monthly service runs, which is our currently existing practice. | Eligible | Eligible for rebate funding. | N/A
3662 | 1475338 | Wildeye Ag Pty Ltd | LEVEL - SUBM-ABS-S3-D10M (10m depth and range) | 365 | Depth sensor for measuring the height of water in a bore or tank. | No | NA | We will install hardware in monthly service runs, which is our currently existing practice. | Eligible | Eligible for rebate funding. | N/A
3661 | 1475338 | Wildeye Ag Pty Ltd | LEVEL - SUBM-ABS-S3 (5m depth and range) | 320 | Depth sensor for measuring the height of water in a bore or tank. | No | NA | We will install hardware in monthly service runs, which is our currently existing practice. | Eligible | Eligible for rebate funding. | N/A
3646 | 1475338 | Wildeye Ag Pty Ltd | THERMISTOR - T.2 | 210 | Temperature Sensor | No | NA | We will install hardware in monthly service runs, which is our currently existing practice. | Eligible | Eligible for rebate funding. | N/A
3639 | 1475338 | Wildeye Ag Pty Ltd | BRACKET - Rain Gauge Bracket | 200 | Bracket to mount rain gauge | No | NA | We will install hardware in monthly service runs, which is our currently existing practice. | Eligible | Eligible for rebate funding. | N/A
3660 | 1475338 | Wildeye Ag Pty Ltd | PRESSURE - PT010-S1 (0 - 10 Bar) | 70 | Pressure sensor for irrigation monitoring. | No | NA | We will install hardware in monthly service runs, which is our currently existing practice. | Eligible | Eligible for rebate funding. | N/A
5834 | 1474784 | WI-SKY (NSW) PTY LTD | SENECT ONE CONTROLLER 24VDC (includes 240-24V Power Supply) | 2530 | Precise oxygen monitoring device for aquaculture | No | No | Our certified technicians will be on-site to install this piece of equipment. | Eligible | Eligible for rebate funding. | N/A
5851 | 1474784 | WI-SKY (NSW) PTY LTD | FMB-Bore Level Sensor- R280L140 | 2249 | Monitor underground water supply, detect pump issues, and reduce the risk of over-pumping | No | No | Our certified technicians will be on-site to install this piece of equipment. | Eligible | Eligible for rebate funding. | N/A
5835 | 1474784 | WI-SKY (NSW) PTY LTD | SENECT OXYGEN OPTICAL & TEMPERATURE SENSOR O2S PP Housing 10m Cable | 1920 | Precise oxygen monitoring device for aquaculture | No | No | Our certified technicians will be on-site to install this piece of equipment. | Eligible | Eligible for rebate funding. | N/A
5846 | 1474784 | WI-SKY (NSW) PTY LTD | Farmo- Weather Station | 1299 | Tracks rainfall (1mm increments), wind speed, wind direction, temperature, humidity, and Delta T | No | No | Our certified technicians will be on-site to install this piece of equipment. | Eligible | Eligible for rebate funding. | N/A
5853 | 1474784 | WI-SKY (NSW) PTY LTD | Farmbot-Farmbot Monitor - Cellular | 1099 | IoT-based remote monitoring system using cellular | No | No | Our certified technicians will be on-site to install this piece of equipment. | Eligible | Eligible for rebate funding. | N/A
5843 | 1474784 | WI-SKY (NSW) PTY LTD | Moovement- Ultrasonic Sensor | 950 | Tank and trough remote sensor | No | No | Our certified technicians will be on-site to install this piece of equipment. | Eligible | Eligible for rebate funding. | N/A
5844 | 1474784 | WI-SKY (NSW) PTY LTD | Moovement- Pressure sensor | 950 | Dam and creek remote sensor | No | No | Our certified technicians will be on-site to install this piece of equipment. | Eligible | Eligible for rebate funding. | N/A
5840 | 1474784 | WI-SKY (NSW) PTY LTD | Farmo- Rain Gauge | 400 | Monitors rain fall | No | No | Our certified technicians will be on-site to install this piece of equipment. | Eligible | Eligible for rebate funding. | N/A
6055 | 1475544 | WRIGHTCOM AUSTRALIA PTY LTD | 80cm Full Version Probe | 1950 | EnviroPRO is a high-performance multi-function subsurface probe designed to monitor soil moisture, temperature and salinity (electrical conductivity) across all soil types. Sensors positioned at 10 cm intervals provide a detailed picture of the soil profile, enabling improved irrigation scheduling and water management. The latest design delivers enhanced accuracy and supports informed decision-making to optimise crop performance and resource efficiency. | No | No | Hardware is installed and commissioned on-site, with customer training provided during installation. Ongoing support includes phone and remote assistance, online training and follow-up site visits where required. Self-help resources and documentation are available through our website. | Eligible | Eligible for rebate funding. | N/A
12515 | 1475225 | YBMIT PTY LTD | 60cm soil moisture sensor | 1200 | This is a long, multi-sensor probe inserted directly into the ground. It measures the volumetric water content, soil temperature at multiple depth intervals down to 60 centimeters. By continuously monitoring how quickly moisture penetrates the soil and how fast plants consume it, Producers can precisely track their environmental baseline. | No | YES | Installation and training will be provided by YBMIT's internal technicians and engineers. | Eligible | Eligible for rebate funding. | N/A
12514 | 1475225 | YBMIT PTY LTD | EM300-TH Node - Temperature & Humidity | 124.6 | This is a compact, highly durable environmental sensor. It accurately tracks ambient temperature and humidity levels and is designed to operate on a single battery for up to a decade. It requires zero wiring and can be mounted virtually anywhere. By continuously tracking microclimates, this node can feed data to a central SCADA system. | Yes | YES | Training will be provided by YBMIT's internal technicians and engineers. Installation by YBMIT can be provided if necessary. | Eligible | Eligible for rebate funding. | N/A
12516 | 1475225 | YBMIT PTY LTD | drop in tank pressure sensor | 120 | This is a heavy, ruggedized probe attached to a long cable. It is dropped straight down to the bottom of a water tank, bore, or open dam. It measures the physical weight of the water resting on top of it. It allows Producers to monitor the environmental impact of drought on their water storage in real-time. | No | YES | Installation and training will be provided by YBMIT's internal technicians and engineers. | Eligible | Eligible for rebate funding. | N/A
12517 | 1475225 | YBMIT PTY LTD | Screw in pressure sensor | 120 | This is a compact sensor designed with a threaded fitting so it can be screwed directly into irrigation pipelines, pump manifolds, or fertigation lines. It continuously reads the internal pressure of the fluid moving through the system. It acts as an early warning system. | No | YES | Installation and training will be provided by YBMIT's internal technicians and engineers. | Eligible | Eligible for rebate funding. | N/A
1060 | 1474936 | YGSoftware Pty Ltd | Hydrosight Soil Monitor | 1900 | Hydrosight Soil Sensor Probes are connected environmental monitoring sensors that measure underground soil moisture, temperature and salinity in real time. The sensors use low-power cellular connectivity, including LTE-M/NB-IoT, to send data to the Hydrosight app and web portal. This aligns with the Environmental Monitoring category by helping primary producers monitor soil conditions, understand plant available water and make better irrigation decisions. | Yes | No | Professional installation or training is not required for standard use of Hydrosight soil sensors. The sensors are designed to be simple to install and use, with guidance provided for correct placement, activation and app setup. Where assistance is needed, Hydrosight can provide support by phone, email or online meeting. We can guide the customer through installation, sensor activation, location setup, data access and basic interpretation of soil moisture, temperature and salinity readings. If required, Hydrosight can also provide on-site installation, commissioning and customer training. | Eligible | Eligible for rebate funding. | N/A